US | US | P | B2 | Digital microphone with frequency booster | A digital microphone, the microphone includes a microelectromechanical (MEMS) component and a frequency boost component. The MEMS component is configured to convert. sound into an electrical signal. The frequency boost component is configured to receive the electrical signal and ultrasonically boost the electrical signal to create a frequency response. The frequency response does not substantially affect an audio band of interest of the microphone. | 1. A digital microphone, the digital microphone comprising: a microelectromechanical (MEMS) component, the MEMS component configured to convert sound into an electrical signal; and an integrated circuit including a frequency boost component, the frequency boost component configured to receive the electrical signal and boost ultrasonic frequency bands within the electrical signal in at least one predetermined step to create a frequency response, the integrated circuit configured to receive a clock external to the digital microphone, the frequency response not substantially affecting an audio band of interest of the microphone, wherein the frequency response is independent of the clock external to the digital microphone. | 8 | 14/132471 | 2013-12-18 | 2014-0177874 | 2014-06-26 | 9282406 | 2016-03-08 | KNOWLES ELECTRONICS, LLC | US | UN131937 | Knowles Electronics Holdings, Inc. |  | Gudmundur Bogason ¦ Henrik Thomsen |  |  |  | H04R-0003/04 | H04R-0003/04 ¦ H04R-0001/005 ¦ H04R-2201/003 ¦ H04R-2410/03 | H04R-003/00 | H04R-003/00 ¦ H04R-005/00 ¦ A61F-011/06 ¦ G10K-011/16 ¦ H03B-029/00 ¦ H04R-003/04 ¦ H04R-001/00 | 4916010005156
US | US | P | B2 | Connectors for making connections between analyte sensors and other devices | Analyte sensor connectors that connect analyte sensors, e.g., conductive members of analyte sensors, to other devices such as sensor electronics units, e.g., sensor control units, are provided. Also provided are systems that include analyte sensors, analyte sensor connectors, and analyte sensor electronics units, as well as methods of establishing and maintaining connections between analyte sensors and analyte sensor electronics units, and methods of analyte monitoring/detection. Also provided are methods of making analyte sensor connectors and systems that include analyte sensor connectors. | 1. An electrode arrangement, comprising: a base substrate; a first conductive layer having a width (W1) and positioned on the base substrate; a first dielectric layer positioned over at least a portion of the first conductive layer; and a second conductive layer having a with (W2) and positioned on the first dielectric layer, wherein W1 is less than W2 or W2 is less than W1. | 23 | 14/685304 | 2015-04-13 | 2015-0216455 | 2015-08-06 | 9271670 | 2016-03-01 | Abbott Diabetes Care Inc. | US | UN135527 | ABBOTT DIABETES CARE INC |  | Mohammad E. Moein ¦ Louis G. Pace ¦ Udo Hoss ¦ Phu X. Le ¦ Samuel M. Curry |  |  |  | A61B-0005/1473 | A61B-0005/1473 ¦ A61B-0005/1468 ¦ A61B-0005/1486 ¦ A61B-0005/14532 ¦ A61B-0005/14546 ¦ A61B-0005/4839 ¦ A61B-0005/6848 ¦ H05K-0003/325 ¦ A61B-2562/227 ¦ H01L-0024/72 ¦ H01L-2924/07811 ¦ H01L-2924/12042 ¦ H05K-0003/365 ¦ H05K-2201/053 ¦ H05K-2201/10151 ¦ H05K-2201/10401 ¦ H05K-2201/10409 ¦ Y10T-0029/4913 | H05K-005/00 | H05K-005/00 ¦ A61B-005/1473 ¦ A61B-005/00 ¦ A61B-005/145 ¦ A61B-005/1468 ¦ A61B-005/1486 ¦ H05K-003/32 ¦ H01L-023/00 ¦ H05K-003/36 | 4916009000784
US | US | P | B2 | Cart for ultrasonic imaging apparatus and ultrasonic imaging system | A cart for use with an ultrasonic imaging apparatus, comprising: a supporting part, a cart body and a bottom part; said cart body is connected to the supporting part and the bottom part; said supporting part is provided with an interface thereon for supporting and connecting the ultrasonic imaging apparatus; said cart body is an elevator structure provided with a power cable therein for supplying power to the ultrasonic imaging apparatus; the lower portion of the supporting part and the upper portion of the bottom part are both provided with a power socket; said power cable is a coiled cord structure, and its two ends are connected to the two power sockets; a stretchable elastic component having elastic recovery is provided inside the coiled cord structure of the power cable. | 1. A cart for use with an ultrasonic imaging apparatus, said cart comprising: a supporting part comprising: an interface configured to support and couple to the ultrasonic imaging apparatus; and a lower portion comprising a first power socket; a bottom part comprising an upper portion comprising a second power socket; and a cart body coupled to said supporting part and said bottom part, said cart body comprising an elevator structure comprising an internal power cable configured to supply power to the ultrasonic imaging apparatus, said power cable comprising: a coiled cord structure comprising a first end coupled to said first power socket and a second end coupled to said second power socket; and a spring having elastic recovery, wherein a first point of said coiled cord structure is anchored to a first point of said spring using a first fastening mechanism and a second point of said coiled cord structure is anchored to a second point of said spring using a second fastening mechanism such that said first point and said second point of said coiled cord structure cannot extend beyond said respective first and second points of said spring, and wherein said first and second fastening mechanisms further anchor said coiled cord structure and said spring to said cart body. | 17 | 12/957145 | 2010-11-30 | 2011-0128815 | 2011-06-02 | 9271698 | 2016-03-01 | GE Medical Systems Global Technology Company, LLC | US | UN182477 | GE MEDICAL SYSTEMS GLOBAL TECHNOLOGY CO LLC |  | Bo Wei | 2009-10225857 | CN | 2009-11-30 | A61B-0008/4405 | A61B-0008/4405 ¦ B62B-0005/00 ¦ Y10T-0029/49826 ¦ Y10T-0029/49959 | H05K-007/14 | H05K-007/14 ¦ A61B-008/00 ¦ B62B-005/00 | 4916009000812
US | US | P | B2 | System and method for monitoring ablation size | A system for monitoring ablation size is provided and includes a power source including a microprocessor for executing at least one control algorithm. A microwave antenna is configured to deliver microwave energy from the power source to tissue to form an ablation zone. An ablation zone control module is in operative communication with a memory associated with the power source. The memory includes one or more data look-up tables including data pertaining to a control curve varying over time and being representative of one or more electrical parameters associated with the microwave antenna. Points along the control curve correspond to a value of the electrical parameters and the ablation zone control module triggers a signal when a predetermined threshold value of the electrical parameter(s) is measured corresponding to the radius of the ablation zone. | 1. A method for monitoring tissue undergoing ablation, the method comprising: transmitting microwave energy from a power source to a microwave antenna to form a tissue ablation zone; monitoring reflected power associated with the microwave antenna to generate a reflected power signal; calculating a derivative indicative of rise and fall portions of the reflected power signal, wherein when the derivative is taken during a rise portion of the reflected power signal the measured reflected power is assigned a positive value and when the derivative is taken during a fall portion of the reflected power signal the measured reflected power is assigned a negative value, the positive and negative values of the reflected power signal indicating when the microwave antenna and tissue in a near field of the ablation zone are approaching a respective steady-state condition or an impedance match between the microwave antenna and tissue in the near field; communicating a control signal to the power source when a predetermined reflected power is reached at the microwave antenna; and adjusting the amount of microwave energy from the power source to the microwave antenna. | 4 | 13/764386 | 2013-02-11 | 2013-0150845 | 2013-06-13 | 9271791 | 2016-03-01 | Covidien LP | US | UN113433 | Covidien LP |  | Joseph D. Brannan |  |  |  | A61B-0018/1815 | A61B-0018/1815 ¦ A61B-0018/18 ¦ H04W-0064/003 ¦ A61B-2018/00577 ¦ A61B-2018/00642 ¦ A61B-2018/00666 ¦ A61B-2018/00684 ¦ A61B-2018/00702 ¦ A61B-2018/00785 ¦ G01S-0005/02 | A61B-018/18 | A61B-018/18 ¦ H04W-064/00 ¦ A61B-018/00 ¦ G01S-005/02 | 4916009000905
US | US | P | B2 | Living body stimulating electrode, living body stimulating electrode apparatus, and method for producing living body stimulating electrode | Provided are a living body stimulating electrode, a living body stimulating electrode apparatus, and a method for producing a living body stimulating electrode. The living body stimulating electrode has a flexible circuit board (FPC) between a living body stimulating electrode and a resin part. The resin part and the FPC are fixed with the living body stimulating electrode. Specifically, the flexible circuit board is disposed between the living body stimulating electrode and the resin part, and one or both of a stimulating electrode and a contact electrode constituting the living body stimulating electrode have an engaging part having a pressing part and a fixing part. The pressing part presses the flexible circuit board onto the resin part. Simultaneously, the fixing part is penetrated through a through hole formed in the flexible circuit board and pressed into a hole formed in the resin part, thereby fixed to and held by the resin part. The engaging part may be subjected to a chamfering process (the edge may be chamfered into an angulated plane or a round plane) to form an inclined plane or a curved (round) plane. | 1. A living body stimulating electrode comprising: a first electrode having a stimulating part at a tip of a first end thereof and having an acute angled shape configured to stimulate a skin of a living body, a second electrode that has a contact part at a tip of a first end thereof that is configured to contact the skin of the living body through a line or a plane and has a fixed positional relationship with respect to the stimulating part of the first electrode, an engaging part in at least one of a second end of the first electrode and the second electrode, the engaging part having a fixing part that extends from the first end in a direction toward the second end, and a pressing part that extends in a lateral direction, an insulating board that fixes and holds the fixing part, and a flexible circuit board between the first electrode and the second electrode, and the insulating board, and having a circuit electrically connected to each of the first electrode and the second electrode, the engaging part being fixed to and held by the insulating board by the fixing part inserted into the insulating board and penetrating through the flexible circuit board, and thereby the pressing part is in contact with the circuit and presses and fixes the flexible circuit board to the insulating board. | 10 | 14/529913 | 2014-10-31 | 2015-0127081 | 2015-05-07 | 9272130 | 2016-03-01 | SEIKO INSTRUMENTS INC. | JP | UN000356 | SEIKO INSTRUMENTS INC |  | Ryo Sugawara ¦ Tomoo Kobayashi ¦ Jun Motogi | 2013-228392 | JP | 2013-11-01 | A61N-0001/0456 | A61N-0001/0456 ¦ A61B-0005/05 ¦ A61B-0005/4005 ¦ A61B-0005/4047 ¦ A61N-0001/0476 ¦ A61N-0001/0488 ¦ H05K-0003/306 ¦ Y10T-0029/49133 | A61N-001/00 | A61N-001/00 ¦ A61N-001/04 ¦ A61B-005/05 ¦ A61B-005/00 ¦ H05K-003/30 | 4916009001244
US | US | P | B2 | Timing control for paired plasticity | Systems, methods and devices for paired training include timing controls so that training and neural stimulation can be provided simultaneously. Paired trainings may include therapies, rehabilitation and performance enhancement training. Stimulations of nerves such as the vagus nerve that affect subcortical regions such as the nucleus basalis, locus coeruleus or amygdala induce plasticity in the brain, enhancing the effects of a variety of therapies, such as those used to treat tinnitus, stroke, traumatic brain injury and post-traumatic stress disorder. | 1. A system, comprising: a timing control system configured to treat tinnitus therapy comprising: a sound generator configured to generate a plurality of sounds; an implantable vagus nerve stimulator configured to stimulate a vagus nerve of a patient, wherein the timing control system is configured to synchronize stimulation of the vagus nerve with the generation of the plurality of sounds, the implantable vagus nerve stimulator includes an electrode and a pulse generator connected to the electrode, wherein the implantable vagus nerve stimulator is configured to stimulate a vagus nerve of a patient in contact with the electrode with an electrical pulse train from the pulse generator, the system is configured to receive data defining frequencies corresponding to that associated with a patient'ss tinnitus, and the system is configured to instruct the sound generator to generate a series of the sounds such that the sounds do not have frequencies corresponding to those associated with the patient'ss tinnitus. | 17 | 13/941986 | 2013-07-15 | 2013-0296637 | 2013-11-07 | 9272145 | 2016-03-01 | MICROTRANSPONDER, INC. ¦ THE BOARD OF REGENTS, THE UNIVERSITY OF TEXAS SYSTEM | US ¦ US | ¦ UN000891 | ¦ The University of Texas System |  | Michael P. Kilgard ¦ Larry Cauller ¦ Nazer Engineer ¦ Christa McIntyre ¦ Will Rossellini |  |  |  | A61N-0001/36167 | A61N-0001/36167 ¦ A61F-0011/00 ¦ A61M-0021/00 ¦ A61M-0021/02 ¦ A61N-0001/361 ¦ A61N-0001/36014 ¦ A61N-0001/36032 ¦ A61N-0001/36053 ¦ A61N-0001/36067 ¦ A61N-0001/36092 ¦ A61N-0001/36103 ¦ A61N-0001/36139 ¦ G09B-0023/28 ¦ H04R-0025/75 ¦ A61M-2021/0016 ¦ A61M-2021/0022 ¦ A61M-2021/0027 ¦ A61M-2021/0044 ¦ A61M-2021/0072 ¦ A61M-2021/0077 ¦ A61M-2205/3515 ¦ A61M-2230/06 ¦ A61M-2230/08 ¦ A61M-2230/10 ¦ A61M-2230/205 ¦ A61M-2230/30 ¦ A61M-2230/432 ¦ A61M-2230/50 ¦ A61M-2230/60 ¦ A61M-2230/65 ¦ A61N-0001/36082 | A61N-001/00 | A61N-001/00 ¦ A61N-001/36 ¦ G09B-023/28 ¦ A61M-021/02 ¦ H04R-025/00 ¦ A61F-011/00 ¦ A61M-021/00 | 4916009001259
US | US | P | B2 | Method and apparatus for exercise monitoring combining exercise monitoring and visual data with wireless wearable devices | Embodiments of the invention provide a method and apparatus for a wireless exercise monitoring system for interactively monitoring an aspect of exercise, sports, or fitness utilizing a wearable device, such as a watch, eyewear, or smart apparel. The device is equipped with, or connected to, a digital camera. Sensors integrated with, or wirelessly connected to, the wearable internet device record physiological data during exercise and data measuring the amount of exercise performed. The data and visual images from the camera are transmitted to one or more internet servers, and may be shared with other mobile internet devices. | 1. A system for monitoring exercise using a mobile phone, connected in at least partial wireless communication with one or more internet servers through a network, comprising: a physiological monitoring device adapted to be coupled to a mobile phone for monitoring a first type of data that is physiological data related to a user of a mobile phone measured during exercise; a mobile phone, wherein the mobile phone is a web-enabled phone configured to display information and images through a connection to the internet, the mobile phone including a sensor, keypad or keyboard system, or voice processing technology for user input, a digital camera, a GPS or other device tracking rate, intensity, distance, duration, or total amount of exercise, and a display for images including photographs and video clips captured by the camera; the mobile phone configured to receive the first type of data that is physiological data related to a user of the mobile phone measured during exercise, and the mobile phone further configured to determine a second type of data that is a quantitative amount of exercise work performed using the GPS or other device; and a non-transitory computer-readable medium within the mobile phone, the non-transitory computer-readable medium having instructions stored thereon for causing the mobile phone to perform a method for monitoring exercise, the method comprising steps of: accepting the first type of data during exercise from the physiological monitoring device; accepting the second type of data measuring a quantitative amount of exercise performed from the GPS device or other device; accepting a visual image captured by the camera; and displaying the physiological data, the data measuring the quantitative amount of exercise work performed, and the visual image, on the mobile phone. | 13 | 14/220682 | 2014-03-20 | 2014-0207264 | 2014-07-24 | 9272183 | 2016-03-01 | Q-Tec Systems LLC | US |  |  |  | Roger J. Quy |  |  |  | A63B-0024/0021 | A63B-0024/0021 ¦ A61B-0005/0022 ¦ A61B-0005/6826 ¦ A61B-0005/6838 ¦ G06F-0019/3418 ¦ G06F-0019/3481 | A63B-024/00 | A63B-024/00 ¦ A61B-005/00 ¦ G06F-019/00 | 4916009001296
US | US | P | B2 | Content based noise suppression | Apparatus and methods for audio noise attenuation are disclosed. An audio signal analyzer can determine whether an input audio signal received from a microphone device includes a noise signal having identifiable content. If there is a noise signal having identifiable content, a content source is accessed to obtain a copy of the noise signal. An audio canceller can generate a processed audio signal, having an attenuated noise signal, based on comparing the copy of the noise signal to the input audio signal. Additionally or alternatively, data may be communicated on a communication channel to a separate media device to receive at least a portion of the copy of the noise signal from the separate media device, or to receive content-identification data corresponding to the content source. | 1. A device to attenuate audio noise, the device comprising: a microphone configured to receive an input audio signal; an audio signal analyzer configured to determine whether the input audio signal includes at least a noise signal having identifiable content and an audio signal, wherein if the noise signal has identifiable content, the audio signal analyzer is further configured to access a content source to obtain a copy of the noise signal; and an audio canceller configured to generate a processed audio signal by (i) comparing the obtained copy of the noise signal to the input audio signal to generate at least one filter and (ii) applying the at least one filter to the input audio signal to attenuate the audio signal. | 20 | 13/787605 | 2013-03-06 | 2014-0254816 | 2014-09-11 | 9275625 | 2016-03-01 | QUALCOMM Incorporated | US | UN000067 | QUALCOMM |  | Lae-Hoon Kim ¦ Asif Iqbal Mohammad ¦ Erik Visser ¦ Jongwon Shin |  |  |  | G10K-0011/16 | G10K-0011/16 ¦ G10L-0021/0216 ¦ H04M-0009/082 | A61F-011/06 | A61F-011/06 ¦ G10K-011/16 ¦ H04M-009/08 ¦ G10L-021/0216 | 4916009004709
US | US | P | B2 | Compact undulator system and methods | An undulator with a compact construction is provided that reduces weight, complexity and cost. The compact undulator system and methods provides mechanical integrity without compromising magnetic field quality. | 1. An undulator system, comprising: a rectangular box-shape frame formed by aluminum plates, the rectangular box-shape frame including an inside surface and an outside surface; a plurality of miniature linear bearings, wherein each of the miniature linear bearings is positioned within the inside surface of the rectangular box-shape frame; opposing magnet arrays, wherein each magnet array is fastened to one or more miniature linear bearings, wherein one magnet array is moveable along an axis horizontal to the rectangular box-shape frame and the other magnet array is fixed to the rectangular box-shape frame, each magnet array further comprises: a base plate, wherein the base plate is fastened to the one or more miniature linear bearings; a plurality of copper holders, wherein each copper holder of the plurality is secured to the base plate; and a plurality of permanent magnet blocks, wherein each permanent magnet block is soldered to each copper holder forming a gap between the opposing magnet arrays. | 7 | 14/237656 | 2012-08-09 | 2014-0176270 | 2014-06-26 | 9275781 | 2016-03-01 | Cornell University | US | UN158350 | CORNELL UNIVERSITY |  | Alexander Temnykh |  |  |  | H01F-0007/0284 | H01F-0007/0284 ¦ H01S-0003/0903 ¦ H05G-0002/00 ¦ H05H-0007/04 ¦ H05H-2007/041 | H01F-001/00 | H01F-001/00 ¦ H01F-003/00 ¦ H01F-007/00 ¦ H01F-007/02 ¦ H01S-003/09 ¦ H05G-002/00 ¦ H05H-007/04 | 4916009004864
US | US | P | B2 | Wireless communication system and wireless communication apparatus | A wireless communication system includes first and second wireless communication apparatuses. The first wireless communication apparatus includes a plurality of communication units that perform communication in different frequency bands. The plurality of communication units transmits the same control signal and data in the different frequency bands to keep allocation of communication slots for the second wireless communication apparatus on a plurality of paths. When detecting a communication failure while connecting to and communicating with one communication unit through one path, the second wireless communication apparatus switches to another communication unit and continues the communication through another path. | 1. A wireless communication system comprising: a first wireless communication apparatus including a plurality of communicators which perform communication in different frequency bands; and a second wireless communication apparatus configured to connect to and communicate with the communicators, wherein: the plurality of communicators transmits a same control signal and data in the different frequency bands so as to keep allocation of communication slots for the second wireless communication apparatus on a plurality of paths; the second wireless communication apparatus receives a first beacon included in the control signal, establishes time synchronization with a first communication slot based on the first beacon transmitted from the first wireless communication apparatus, and communicates with a first communicator in the first communication slot; and the second wireless communication apparatus, upon detecting a communication failure while connecting to and communicating with the first communicator, establishes time synchronization with a second communicator based on a second beacon included in the control signal transmitted from the first wireless communication apparatus, and switches to the second communicator and continues communication through a second communication slot. | 13 | 14/159017 | 2014-01-20 | 2014-0133290 | 2014-05-15 | 9277479 | 2016-03-01 | FUJITSU LIMITED | JP | UN000026 | FUJITSU LTD |  | Kaoru Yokoo ¦ Yoji Ohashi ¦ Tatsuya Kikuzuki ¦ Ichirou Ida ¦ Kazumi Kasai |  |  |  | H04W-0040/14 | H04W-0040/14 ¦ A61B-0005/0028 ¦ H04B-0007/0802 ¦ H04B-0007/12 ¦ H04L-0001/04 ¦ H04L-0001/08 ¦ H04L-0012/00 ¦ H04L-0012/403 ¦ H04L-0045/22 ¦ H04L-0045/28 ¦ H04W-0024/00 ¦ H04W-0036/30 ¦ G06F-0019/3418 ¦ H04L-0069/40 ¦ H04W-0076/025 | H04W-040/14 | H04W-040/14 ¦ H04W-036/30 ¦ H04L-012/00 ¦ H04W-024/00 ¦ H04L-012/403 ¦ A61B-005/00 ¦ H04L-012/707 ¦ H04L-012/703 ¦ H04B-007/12 ¦ H04L-001/04 ¦ H04L-001/08 ¦ H04B-007/08 ¦ H04W-076/02 ¦ H04L-029/14 ¦ G06F-019/00 | 4916009006547
US | US | P | B2 | Application of smooth pursuit cognitive testing paradigms to clinical drug development | The invention describes the process of applying smooth pursuit eye movement tests toward the detection of the efficacy and, or, toxicity of neuro-pharmaceutical compounds throughout the clinical drug development process. Several different paradigms in smooth pursuit tracking tests and several analysis methods and metrics may be used. Application of smooth pursuit tracking tests allows for a quantifiable measurement of a subject's cognitive behavior and function. This process provides a cost effective and objective test of efficacy of neuro-pharmaceutical drugs and increase the validity of the clinical drug development process. | 1. A method for conducting pharmaceutical drug testing to ascertain the efficacy or toxicity of a candidate target drug comprising the steps of: administering the target drug to a test subject and, measuring the reaction of the test subject to the administration of the target drug utilizing smooth pursuit cognitive testing, wherein the smooth pursuit cognitive testing includes: presenting a smoothly moving object on a screen; using one or more cameras to detect gaze direction of one or more eyes of the test subject while the test subject visually tracks the smoothly moving object presented on the screen, and determining cognitive performance of the test subject in accordance with the test subject'ss performance in visually tracking the smoothly moving object presented on the screen. | 21 | 13/694461 | 2012-12-04 | 2014-0154650 | 2014-06-05 | 9265458 | 2016-02-23 | SYNC-THINK, INC. | US |  |  |  | Matthew E. Stack |  |  |  | A61B-0005/162 | A61B-0005/162 ¦ A61B-0005/4076 ¦ A61B-0005/4848 ¦ A61B-0003/113 ¦ G06F-0003/013 | G09B-019/00 | G09B-019/00 ¦ A61B-005/16 ¦ A61B-005/00 ¦ G06F-003/01 ¦ A61B-003/113 | 4916008000816
US | US | P | B2 | System and method for sensorized user interface | A system and method for is provided for operation of an orthopedic system. The system includes a load sensor for converting an applied pressure associated with a force load on an anatomical joint, and an ultrasonic device for creating a low-power short-range ultrasonic sensing field within proximity of the load sensing unit for assessing alignment. The system can adjust a strength and range of the ultrasonic sensing field according to position. It can report audible and visual information associated with the force load and alignment. Other embodiments are disclosed. | 1. A medical system for generating quantitative measurements on the muscular-skeletal system, comprising: a load sensing device configured to couple to the muscular-skeletal system to measure a load magnitude and a position of load applied thereto; a surgical navigation device configured to measure muscular-skeletal alignment; and a remote system having a display configured to wirelessly couple to the surgical navigation device and the load sensing device where the remote system is configured to receive quantitative measurement data from the load sensing device and the surgical navigation device and where the remote system is configured to display load magnitude, position of load, and alignment data. | 20 | 13/850262 | 2013-03-25 | 2013-0225982 | 2013-08-29 | 9265462 | 2016-02-23 | ORTHOSENSOR INC | US | UN256587 | Orthosensor Inc. |  | Jason McIntosh ¦ Martin Roche ¦ Marc Boillot ¦ Carlos Gil |  |  |  | A61B-0005/45 | A61B-0005/45 ¦ A61B-0005/0002 ¦ A61B-0005/1036 ¦ A61B-0008/0841 ¦ G06F-0003/017 ¦ G06F-0003/0304 ¦ G06F-0003/0346 ¦ G06F-0003/0485 ¦ G06F-0003/04883 ¦ H04L-0067/12 ¦ H04R-0025/502 ¦ A61B-0005/002 | G08B-021/00 | G08B-021/00 ¦ A61B-005/00 ¦ G06F-003/01 ¦ G06F-003/03 ¦ G06F-003/0485 ¦ H04R-025/00 ¦ G06F-003/0488 ¦ G06F-003/0346 ¦ A61B-005/103 ¦ A61B-008/08 ¦ H04L-029/08 | 4916008000820
US | US | P | B2 | Methods, systems, and devices for treating tinnitus with VNS pairing | A method of treating tinnitus comprising measuring a patient's hearing, determining the patient's hearing loss and the patient's tinnitus frequency using the measurements of the patient's hearing, programming a clinical controller with the measurements of the patient's hearing, selecting a plurality of therapeutic tones, where the therapeutic tones are selected to be at least a half-octave above or below of the patient's tinnitus frequency, setting an appropriate volume for each of the plurality of tones, repetitively playing each of the plurality of therapeutic tones, and pairing a vagus nerve stimulation pulse train with each playing of a therapeutic tone, thereby reducing the patient's perception of tinnitus. | 1. A system for treating tinnitus comprising: a clinical controller executing tinnitus therapy software; a vagus nerve stimulation (VNS) implantable pulse generator (IPG) in communication with the clinical controller and receiving stimulation signals from the clinical controller; a VNS lead connected to the VNS IPG; a VNS electrode connected to the VNS lead and receiving stimulation signals through the VNS lead from the VNS IPG; and a sound generator connected to the clinical controller, wherein the clinical controller plays selected sound files through the sound generator while sending stimulation signals to the VNS IPG such that respective selected sounds of respective selected sound files may be heard by a patient while a stimulation pulse train at the VNS electrode causes the patient'ss vagus nerve to be stimulated, wherein the system is configured to receive input based on the patient'ss tinnitus frequency, and the selected sounds are therapeutic tones, and the system is configured to automatically play the therapeutic tones such that they are at least a half-octave above the patient'ss tinnitus frequency. | 26 | 13/934893 | 2013-07-03 | 2013-0289653 | 2013-10-31 | 9265660 | 2016-02-23 | MICROTRANSPONDER, INC. ¦ THE BOARD OF REGENTS, THE UNIVERSITY OF TEXAS SYSTEM | US ¦ US | ¦ UN000891 | ¦ The University of Texas System |  | Michael P. Kilgard ¦ Navzer Engineer ¦ David Michael Pierce |  |  |  | A61F-0011/00 | A61F-0011/00 ¦ A61B-0005/128 ¦ A61N-0001/361 ¦ A61N-0001/36032 ¦ A61N-0001/36053 ¦ A61N-0001/36167 ¦ A61N-0001/36171 ¦ A61N-0001/36178 ¦ A61N-0001/37235 ¦ G09B-0023/28 ¦ H04R-0025/75 ¦ A61N-0001/0551 ¦ A61N-0001/36092 ¦ A61N-0001/36132 ¦ A61N-0001/37247 | A61N-001/00 | A61N-001/00 ¦ A61F-011/00 ¦ A61N-001/36 ¦ A61B-005/12 ¦ G09B-023/28 ¦ H04R-025/00 ¦ A61N-001/05 ¦ A61N-001/372 | 4916008001017
US | US | P | B2 | Methods, systems, and devices for treating tinnitus with VNS pairing | A method of treating tinnitus comprising measuring a patient's hearing, determining the patient's hearing loss and the patient's tinnitus frequency using the measurements of the patient's hearing, programming a clinical controller with the measurements of the patient's hearing, selecting a plurality of therapeutic tones, where the therapeutic tones are selected to be at least a half-octave above or below of the patient's tinnitus frequency, setting an appropriate volume for each of the plurality of tones, repetitively playing each of the plurality of therapeutic tones, and pairing a vagus nerve stimulation pulse train with each playing of a therapeutic tone, thereby reducing the patient's perception of tinnitus. | 1. A method of treating tinnitus comprising: determining the patient'ss tinnitus frequency; programming a clinical controller with information based on the determined tinnitus frequency; selecting a plurality of therapeutic tones, where the therapeutic tones are selected to be at least a half-octave above or below the determined patient'ss tinnitus frequency; setting an appropriate volume for each of the selected plurality of tones; repetitively playing each of the selected plurality of therapeutic tones; and pairing a vagus nerve stimulation pulse train with each playing, thereby reducing the patient'ss perception of tinnitus. | 16 | 14/286177 | 2014-05-23 | 2014-0257132 | 2014-09-11 | 9265661 | 2016-02-23 | MICROTRANSPONDER, INC. ¦ THE BOARD OF REGENTS, THE UNIVERSITY OF TEXAS SYSTEM | US ¦ US | ¦ UN000891 | ¦ The University of Texas System |  | Michael P. Kilgard ¦ Navzer Engineer ¦ David Michael Pierce |  |  |  | A61F-0011/00 | A61F-0011/00 ¦ A61B-0005/128 ¦ A61N-0001/361 ¦ A61N-0001/36032 ¦ A61N-0001/36053 ¦ A61N-0001/36167 ¦ A61N-0001/36171 ¦ A61N-0001/36178 ¦ A61N-0001/37235 ¦ G09B-0023/28 ¦ H04R-0025/75 ¦ A61N-0001/0551 ¦ A61N-0001/36092 ¦ A61N-0001/36132 ¦ A61N-0001/37247 | A61N-001/00 | A61N-001/00 ¦ A61F-011/00 ¦ A61N-001/36 ¦ A61B-005/12 ¦ G09B-023/28 ¦ H04R-025/00 ¦ A61N-001/05 ¦ A61N-001/372 | 4916008001018
US | US | P | B2 | Methods, systems, and devices for treating tinnitus with VNS pairing | A method of treating tinnitus comprising measuring a patient's hearing, determining the patient's hearing loss and the patient's tinnitus frequency using the measurements of the patient's hearing, programming a clinical controller with the measurements of the patient's hearing, selecting a plurality of therapeutic tones, where the therapeutic tones are selected to be at least a half-octave above or below of the patient's tinnitus frequency, setting an appropriate volume for each of the plurality of tones, repetitively playing each of the plurality of therapeutic tones, and pairing a vagus nerve stimulation pulse train with each playing of a therapeutic tone, thereby reducing the patient's perception of tinnitus. | 1. A method of treating tinnitus comprising: determining the patient'ss tinnitus frequency; programming a clinical controller with the determined tinnitus frequency; selecting a plurality of therapeutic tones, where the therapeutic tones are selected to be at least a half-octave above or below the patient'ss tinnitus frequency; repetitively playing each of the plurality of therapeutic tones; and combining an electrical vagus nerve stimulation pulse train with each playing of a therapeutic tone, thereby reducing the patient'ss perception of tinnitus. | 23 | 14/527194 | 2014-10-29 | 2015-0051655 | 2015-02-19 | 9265662 | 2016-02-23 | MICROTRANSPONDER, INC. ¦ THE BOARD OF REGENTS, THE UNIVERSITY OF TEXAS SYSTEM | US ¦ US | ¦ UN000891 | ¦ The University of Texas System |  | Michael P. Kilgard ¦ Navzer Engineer ¦ David Michael Pierce |  |  |  | A61F-0011/00 | A61F-0011/00 ¦ A61B-0005/128 ¦ A61N-0001/361 ¦ A61N-0001/36032 ¦ A61N-0001/36053 ¦ A61N-0001/36167 ¦ A61N-0001/36171 ¦ A61N-0001/36178 ¦ A61N-0001/37235 ¦ G09B-0023/28 ¦ H04R-0025/75 ¦ A61N-0001/0551 ¦ A61N-0001/36092 ¦ A61N-0001/36132 ¦ A61N-0001/37247 | A61N-001/00 | A61N-001/00 ¦ A61F-011/00 ¦ A61N-001/36 ¦ A61B-005/12 ¦ G09B-023/28 ¦ H04R-025/00 ¦ A61N-001/05 ¦ A61N-001/372 | 4916008001019
US | US | P | B2 | Methods, systems, and devices for treating tinnitus with VNS pairing | A method of treating tinnitus comprising measuring a patient's hearing, determining the patient's hearing loss and the patient's tinnitus frequency using the measurements of the patient's hearing, programming a clinical controller with the measurements of the patient's hearing, selecting a plurality of therapeutic tones, where the therapeutic tones are selected to be at least a half-octave above or below of the patient's tinnitus frequency, setting an appropriate volume for each of the plurality of tones, repetitively playing each of the plurality of therapeutic tones, and pairing a vagus nerve stimulation pulse train with each playing of a therapeutic tone, thereby reducing the patient's perception of tinnitus. | 1. A method of treating tinnitus comprising: determining the patient'ss tinnitus frequency; programming a clinical controller with the determined tinnitus frequency; selecting a plurality of therapeutic tones; setting an appropriate volume for each of the plurality of therapeutic tones; repetitively playing each of the plurality of therapeutic tones; and providing a vagus nerve stimulation pulse train with each playing of a therapeutic tone, thereby reducing the patient'ss perception of tinnitus, wherein the respective therapeutic tones of the plurality of therapeutic tones are outside the range of the patient'ss tinnitus frequency. | 22 | 14/527253 | 2014-10-29 | 2015-0051656 | 2015-02-19 | 9265663 | 2016-02-23 | MICROTRANSPONDER, INC. ¦ THE BOARD OF REGENTS, THE UNIVERSITY OF TEXAS SYSTEM | US ¦ US | ¦ UN000891 | ¦ The University of Texas System |  | Michael P. Kilgard ¦ Navzer Engineer ¦ David Michael Pierce |  |  |  | A61F-0011/00 | A61F-0011/00 ¦ A61B-0005/128 ¦ A61N-0001/361 ¦ A61N-0001/36032 ¦ A61N-0001/36053 ¦ A61N-0001/36167 ¦ A61N-0001/36171 ¦ A61N-0001/36178 ¦ A61N-0001/37235 ¦ G09B-0023/28 ¦ H04R-0025/75 ¦ A61N-0001/0551 ¦ A61N-0001/36092 ¦ A61N-0001/36132 ¦ A61N-0001/37247 | A61N-001/00 | A61N-001/00 ¦ A61F-011/00 ¦ A61N-001/36 ¦ A61B-005/12 ¦ G09B-023/28 ¦ H04R-025/00 ¦ A61N-001/05 ¦ A61N-001/372 | 4916008001020
US | US | P | B2 | Process of cooling surgical device battery before or during high temperature sterilization | A dual-mode autoclave for sterilizing a battery is disclosed including a controller and an environmental system in operative communication with the controller and configured sterilize a battery contained within the dual-mode autoclave in response to a command from the controller. The environmental system configured to reduce a temperature of the battery to a first, pre-cooled temperature during a first operational phase and configured to increase the temperature of the battery to a second, autoclaving temperature during a second operational phase. | 1. A sterilization system, comprising: a battery including an active cooling system; and an autoclave including a coolant supply system, the coolant supply system configured to operatively couple to the active cooling system of the battery when the battery is disposed within the autoclave, the active cooling system configured to maintain the battery at a reduced temperature during a heat autoclaving cycle. | 18 | 14/806315 | 2015-07-22 | 2015-0335772 | 2015-11-26 | 9265847 | 2016-02-23 | Covidien LP | US | UN113433 | Covidien LP |  | Robert B. Stoddard ¦ James S. Cunningham ¦ William J. Dickhans ¦ Russell D. Hempstead ¦ Eric R. Larson ¦ Duane E. Kerr ¦ William H. Nau, Jr. ¦ Anthony B. Ross ¦ John J. Kappus |  |  |  | A61L-0002/07 | A61L-0002/07 ¦ H02J-0007/0013 ¦ H02J-0007/0057 | H01M-010/50 | H01M-010/50 ¦ H02J-007/00 ¦ A61L-002/00 ¦ A61L-002/07 | 4916008001202
US | US | P | B2 | Patch-sized fluid delivery systems and methods | A patch-sized fluid delivery device may include a reusable portion and a disposable portion. The disposable portion may include components that come into contact with the fluid, while the reusable portion may include only components that do not come into contact with the fluid. Redundant systems, such as redundant controllers, power sources, motor actuators, and alarms, may be provided. Alternatively or additionally, certain components can be multi-functional, such a microphones and loudspeakers that may be used for both acoustic volume sensing and for other functions and a coil that may be used as both an inductive coupler for a battery recharger and an antenna for a wireless transceiver. Various types of network interfaces may be provided in order to allow for remote control and monitoring of the device. | 1. A delivery device for delivering an infusion medium to a user, the device comprising: a first housing portion adapted to be secured to a user; a second housing portion configured to be selectively engaged with and disengaged from the first housing portion to allow disposal of the first housing portion without disposing of the second housing portion, the first housing portion having an enclosed interior volume; a drive shaft supported by the second housing portion, for movement in a generally linear dimension; a shape-memory alloy operatively connected to the drive shaft, to selectively move the drive shaft in the generally linear dimension; and a pump device comprising: a housing provided with a barrel having a generally linear, longitudinal axis, a port extending to the barrel and configured for connection to a reservoir, the port in fluid flow communication with the barrel and configured for connection in fluid flow communication with an injection site; a plunger located in the barrel and having a surface for receiving a drive force from the drive shaft when the first housing portion and the second housing portion are engaged, wherein the plunger is moveable with movement of the drive shaft along the longitudinal axis of the barrel between fill and dispense positions, such that: in the fill position, the plunger is moved to a position to allow fluid flow communication through the port and into the barrel; and in the dispense position, the plunger is moved to a position wherein fluid flow is obstructed through the port and to reduce the volume of the barrel to force fluid in the piston chamber out of the port. | 13 | 12/429612 | 2009-04-24 | 2012-0209240 | 2012-08-16 | 9265879 | 2016-02-23 | DEKA Products Limited Partnership | US | UN144673 | DEKA PRODUCTS LIMITED PARTNERSHIP |  | Larry B. Gray |  |  |  | A61M-0005/14248 | A61M-0005/14248 ¦ A61B-0005/0024 ¦ A61B-0005/6833 ¦ A61M-0005/142 ¦ A61M-0005/1452 ¦ A61M-0005/14224 ¦ A61M-0005/14244 ¦ A61M-0005/14586 ¦ A61M-0005/158 ¦ A61M-0005/168 ¦ A61M-0005/16809 ¦ A61M-0005/16831 ¦ A61M-0005/172 ¦ A61M-0005/1723 ¦ A61M-0005/5086 ¦ G05B-0023/02 ¦ G05D-0007/0647 ¦ G05D-0007/0676 ¦ G08C-0017/02 ¦ H04B-0007/2609 ¦ A61B-2560/0412 ¦ A61M-0005/16886 ¦ A61M-2005/14268 ¦ A61M-2005/16863 ¦ A61M-2205/0266 ¦ A61M-2205/0294 ¦ A61M-2205/04 ¦ A61M-2205/18 ¦ A61M-2205/3331 ¦ A61M-2205/3375 ¦ A61M-2205/3546 ¦ A61M-2205/3576 ¦ A61M-2205/502 ¦ A61M-2205/52 ¦ A61M-2205/8237 ¦ A61M-2206/22 ¦ A61M-2207/00 ¦ A61M-2209/045 ¦ Y10T-0029/494 ¦ Y10T-0029/49236 ¦ Y10T-0029/49412 ¦ Y10T-0029/49826 | A61M-005/145 | A61M-005/145 ¦ A61M-005/142 ¦ A61M-005/168 ¦ G05D-007/06 ¦ A61M-005/172 ¦ G08C-017/02 ¦ H04B-007/26 ¦ G05B-023/02 ¦ A61M-005/158 ¦ A61B-005/00 ¦ A61M-005/50 | 4916008001234
US | US | P | B2 | Implantable electrode and method of making the same | The implantable electrode system of the preferred embodiments includes a conductor, an interconnect coupled to the conductor, an insulator that insulates the interconnect, and an anchor that is connected to both the conductor and the insulating element. The anchor is mechanically interlocked with at least one of the conductor and the insulator. | 1. An implantable electrode, comprising: a) an insulator layer; b) an electrically conductive interconnect layer supported by a first portion of the insulator layer, the interconnect layer comprising an interconnect width extending between spaced apart first and second interconnect edges; c) an electrically conductive plug layer supported directly on an upper interconnect surface of the interconnect layer, the plug layer comprising a plug width extending between spaced apart first and second plug edges; d) an electrically conductive electrode layer supported directly on an upper plug surface of the plug layer, the electrode layer comprising an electrode width or diameter extending between spaced apart first and second electrode edges; e) an anchor layer supported by the first portion of the insulator layer and being physically and electrically connected to the electrode layer adjacent to at least one of the first and second electrode edges, wherein the anchor layer comprises at least two anchor portions spaced from the interconnect layer, each anchor portion having an anchor width extending between spaced apart first and second anchor edges; f) a second portion of the insulator layer supported on the first portion of the insulator layer and contacting the plug, g) wherein the second portion of the insulator layer is in an overlaying relationship with the upper interconnect surface and with the upper anchor surface to thereby lock the interconnect and anchor layers between the first and second portions of the insulator layer. | 29 | 13/713115 | 2012-12-13 | 2013-0158639 | 2013-06-20 | 9265928 | 2016-02-23 | Greatbatch Ltd. | US | UN208980 | GREATBATCH LTD |  | David S. Pellinen ¦ Mayurachat Ning Gulari ¦ Jamille Farraye Hetke ¦ David J. Anderson ¦ Daryl R. Kipke ¦ Rio J. Vetter |  |  |  | A61N-0001/05 | A61N-0001/05 ¦ H05K-0001/113 ¦ A61N-0001/0529 ¦ H05K-0001/0393 ¦ H05K-0003/4644 ¦ H05K-2201/09781 ¦ H05K-2201/2072 | A61N-001/375 | A61N-001/375 ¦ A61N-001/05 ¦ H05K-001/11 ¦ H05K-001/03 ¦ H05K-003/46 | 4916008001283
US | US | P | B2 | Circuit board for an implantable medical device, and method of fabricating and testing | Designs and methods of construction for a printed circuit board (PCB) in an implantable pulse generator (IPG) are disclosed which facilitate IPG PCB testing while also providing for protection of IPG circuitry in a simple and cost effective manner. The IPG PCB is formed as part of a larger test PCB, which includes an extender portion with traces routing nodes of interest in the IPG PCB to an edge connector. IPG electronics are mounted or soldered to the IPG PCB, and then such electronics are tested via the edge connector. The IPG PCB is then singulated from the extender portion in a manner leaving one or more PCB tabs at the severed edge of the PCB. The PCB tab(s) extend from the severed edge, and create an offset distance preventing traces severed and now exposed at the severed edge from contacting and potentially shorting to conductive structures in the IPG. | 1. An implantable medical device, comprising: a circuit board comprising electronic components, the circuit board comprising an edge along a side of the circuit board, wherein the edge comprises a plurality of exposed traces each coupled to a node in the circuit board; and a conductive structure proximate to the edge, wherein the edge comprises at least one first portion comprising at least some of the exposed traces, and at least one second portion not comprising the exposed traces, wherein the at least one first portion is recessed with respect to the at least one second portion to prevent the exposed traces in the at least one first portion from contacting the conductive structure. | 21 | 14/525941 | 2014-10-28 | 2015-0134036 | 2015-05-14 | 9265947 | 2016-02-23 | Boston Scientific Neuromodulation Corporation | US | UN138455 | Boston Scientific Scimed, Inc. |  | Damon Moazen ¦ Robert G. Lamont ¦ Robert R. Tong ¦ Navin N. Bunyan |  |  |  | A61N-0001/36125 | A61N-0001/36125 ¦ A61N-0001/3758 ¦ H05K-0001/0268 ¦ H05K-0001/117 ¦ H05K-0003/30 ¦ A61N-0001/37229 ¦ H05K-2201/09145 ¦ H05K-2203/162 ¦ Y10T-0029/49004 | A61N-001/00 | A61N-001/00 ¦ A61N-001/36 ¦ A61N-001/375 ¦ H05K-003/30 ¦ H05K-001/02 ¦ H05K-001/11 ¦ A61N-001/372 | 4916008001302
US | US | P | B2 | Implantable medical device and charging system employing electric fields | An implantable medical device and external base station system are disclosed. The external base station can provide a passive electric field to power the implant, or to charge its battery. The base station may also power or charge using magnetic fields under certain circumstances. The Implantable medical device may comprise an implantable neurostimulator having a number of electrode leads extending from its body. One or more of the electrode leads can comprise the antenna for receiving the electric field from the base station, and resonance in that antenna can be rectified to provide the power for recharging the battery. Although the E-field provided by the base station does not provide as much power for recharging as does other traditional charging techniques, it can occur passively and over longer distances to allow the patent's implant to be recharged when in relative proximity to the base station. | 1. An implantable medical device, comprising: a battery; a wire configured to receive a wireless transmission of an electric field, wherein the wire is additionally configured to provide stimulation to a patient'ss tissue at an electrode coupled to the wire; a first rectifier circuit configured to convert the electric field received at the wire to a first DC voltage; a coil configured to receive a magnetic field; a second rectifier circuit configured to convert the magnetic field to a second DC voltage; and selection circuitry configured to select either the first DC voltage or the second DC voltage to charge the battery. | 13 | 13/167004 | 2011-06-23 | 2012-0004708 | 2012-01-05 | 9265957 | 2016-02-23 | Boston Scientific Neuromodulation Corporation | US | UN138455 | Boston Scientific Scimed, Inc. |  | Joey Chen ¦ Robert Ozawa ¦ Joonho Hyun ¦ Vasily Dronov |  |  |  | A61N-0001/37223 | A61N-0001/37223 ¦ A61N-0001/3787 ¦ H01Q-0001/273 ¦ H01Q-0009/42 | A61N-001/372 | A61N-001/372 ¦ A61N-001/378 ¦ H01Q-001/27 ¦ H01Q-009/42 | 4916008001312
US | US | P | B2 | Implantable medical device antenna | An implantable medical device includes a case having a conductive housing defining an opening. A dielectric material is coupled to the conductive housing to hermetically seal the opening. An antenna is within the case under the dielectric material. A header block is coupled to the case over the dielectric material. | 1. An implantable medical device comprising: a case including a conductive housing defining an opening; a dielectric material coupled to the conductive housing to hermetically seal the opening; an antenna within the case under the dielectric material; and a header block coupled to the case over the dielectric material, wherein the header block directly overlies and completely covers the dielectric material. | 22 | 13/328241 | 2011-12-16 | 2012-0276856 | 2012-11-01 | 9265958 | 2016-02-23 | CYBERONICS, INC. | US | UN157902 | CYBERONICS, INC. |  | Himanshu Joshi ¦ Eric Y. Chow ¦ Clint Warren |  |  |  | A61N-0001/37229 | A61N-0001/37229 ¦ H01Q-0001/273 ¦ H01Q-0001/38 ¦ H01Q-0001/521 ¦ H01Q-0007/00 ¦ H01Q-0009/045 ¦ H01Q-0013/106 ¦ H01Q-0021/08 ¦ H01Q-0021/205 ¦ H01Q-0021/30 ¦ A61N-0001/375 ¦ A61N-0001/3787 ¦ Y10T-0029/49018 | A61N-001/37 | A61N-001/37 ¦ A61B-005/00 ¦ A61N-001/372 ¦ H01Q-001/38 ¦ H01Q-021/08 ¦ H01Q-021/20 ¦ H01Q-001/27 ¦ H01Q-001/52 ¦ H01Q-007/00 ¦ H01Q-009/04 ¦ H01Q-013/10 ¦ H01Q-021/30 ¦ A61N-001/375 ¦ A61N-001/378 | 4916008001313
US | US | P | B2 | Use case-based services | An apparatus comprises an external device for communication with an implantable device. The external device includes a communication circuit configured to receive a communication signal from at least a third device separate from the external device and the implantable device, a locating circuit configured to determine a location of the external device using the received communication signal, a port configured to receive user identity information into the external device, and a control circuit electrically coupled to the communication circuit, the locating circuit, and the port. The control circuit is configured to allow user access to an implantable device feature according to the determined location and received user identity information. | 1. A method comprising: receiving a wireless communication signal using an external device, wherein the external device is configured to communicate with an implantable device and receive the wireless communication signal from at least a third device; determining, by the external device, a location of the external device according to the wireless communication signal received in the external device from at least the third device; receiving user identity information into the external device; and configuring, by the external device, user access to an implantable device feature according to the determined location and received user identity information; presenting, by an external device, a user option to disable delivery of defibrillation therapy by an implantable device; receiving an indication into the external device to disable delivery of the defibrillation therapy and disabling the defibrillation therapy in response thereto; and generating an alert when a triggering event occurs and defibrillation therapy by the implantable device remains disabled. | 19 | 14/661511 | 2015-03-18 | 2015-0190647 | 2015-07-09 | 9265960 | 2016-02-23 | Cardiac Pacemakers, Inc. | US | UN211540 | CARDIAC PACEMAKERS INC |  | Kenneth P. Hoyme ¦ James Kalgren ¦ John LaLonde |  |  |  | A61N-0001/37264 | A61N-0001/37264 ¦ A61N-0001/37 ¦ A61N-0001/37217 ¦ A61N-0001/37235 ¦ A61N-0001/37252 ¦ A61N-0001/3925 ¦ G06F-0021/31 ¦ G06F-0021/32 ¦ H04L-0009/3226 ¦ H04L-2209/88 | A61N-001/372 | A61N-001/372 ¦ G06F-021/31 ¦ A61N-001/37 ¦ A61N-001/39 ¦ G06F-021/32 ¦ H04L-009/32 | 4916008001315
US | US | P | B2 | System for generating non-homogenous biologically-adjusted light and associated methods | A lighting apparatus including a plurality of luminaires, each including a controller configured to operate the luminaire and positioned in communication with a computerized device. Each luminaire is selectively operable to emit source light, characterized by a dominant source light wavelength within a range from 390 nanometers to 750 nanometers. The luminaires are arrangeable so as to form an array. Some luminaires of the plurality of luminaires are operable such that at least two of the luminaires emit source lights with different dominant source light wavelengths and the source lights emitted by the luminaires combine to form a combined light at a distance from the luminaires defined as a combining distance. The dominant source light wavelength of some of the luminaires varies with time. The luminaires are configured to be operated to selectively emit light having a spectral power distribution that reduces melatonin suppression. | 1. A lighting apparatus comprising: a plurality of luminaires, each luminaire comprising a controller configured to operate the luminaire and positioned in communication with a computerized device; wherein each luminaire is selectively operable to emit source light, the source light is characterized by a dominant source light wavelength within a range from 390 nanometers to 750 nanometers; wherein the plurality of luminaires are arrangeable so as to form an array; wherein at least some luminaires of the plurality of luminaires are operable such that at least two of the plurality of luminaires emit source lights with different dominant source light wavelengths, and such that the one or more source lights emitted by the plurality of luminaires combine to form a combined light at a distance from the plurality of luminaires defined as a combining distance; wherein the dominant source light wavelength of at least some of the luminaires of the plurality of luminaires are variable with time; wherein the plurality of luminaires are configured to be operated to selectively emit light having a spectral power distribution that reduces melatonin suppression; wherein at least one of the plurality of luminaires is operable to emit light having at least one of increased spectral opponency and decreased spectral opponency responsive to a time indicated by a time-keeping device in communication with the computerized device. | 24 | 14/260371 | 2014-04-24 | 2014-0236266 | 2014-08-21 | 9265968 | 2016-02-23 | Biological Illumination, LLC | US |  |  |  | Fredric S. Maxik ¦ David E. Bartine ¦ Robert R. Soler ¦ Valerie A. Bastien ¦ James Lynn Schellack |  |  |  | A61N-0005/0618 | A61N-0005/0618 ¦ H05B-0037/02 ¦ H05B-0037/029 ¦ A61N-2005/0626 ¦ A61N-2005/0652 ¦ A61N-2005/0663 | G09G-003/14 | G09G-003/14 ¦ G09G-003/16 ¦ G09G-003/30 ¦ G09G-005/02 ¦ G09G-005/10 ¦ H04J-014/02 ¦ A61N-005/06 ¦ H05B-037/02 | 4916008001323
US | US | P | B2 | Spectral photon counting detector | An apparatus includes a pulse shaper ( 120 ) for receiving signals indicative of detected photons and generating a plurality of pulses therefrom to form a pulse train ( 200 ) and a peak detector ( 150 ) for sampling the pulse train ( 200 ) at an output of the pulse shaper ( 120 ). The peak detector ( 150 ) includes a circuit ( 300 ) for selectively detecting and sampling a maximum ( 202 a, b, c) and a minimum ( 204 a, b) value of the pulse train ( 200 ). The maximum ( 202 a, b, c) and minimum ( 204 a, b) values sampled are then converted from analog-to-digital format via an analog-to-digital converter ( 160 ). | 1. An apparatus, comprising: a pulse shaper for receiving signals indicative of detected photons and generating a plurality of pulses therefrom to form a pulse train; and a peak detector for sampling the pulse train at an output of the pulse shaper, the peak detector including a circuit for selectively detecting and sampling a maximum value and a minimum value of the pulse train; an analog to digital converter that coverts the maximum value and the minimum value to a digital maximum value and a digital minimum value; and a time counter that generates a first value for a time clock tick during which the maximum or minimum is detected and a second value for a time clock tick during which the maximum or minimum is not detected; wherein the original pulse train is reconstructed using the digital maximum value, the digital minimum value, the first value, and the second value. | 20 | 14/408097 | 2013-06-26 | 2015-0185332 | 2015-07-02 | 9268035 | 2016-02-23 | KONINKLIJKE PHILIPS N.V. | NL | UN000015 | PHILIPS NV |  | Christoph Herrmann |  |  |  | G01T-0001/171 | G01T-0001/171 ¦ G01N-0023/046 ¦ H03M-0001/125 | G01J-005/02 | G01J-005/02 ¦ G01T-001/17 ¦ G01N-023/04 ¦ H03M-001/12 | 4916008003375
US | US | P | B2 | Apparatus for the generation of extremely short-wavelength, ultra-short duration light pulses | Extremely ultrashort and short-wave light pulses are generated with the aid of the traveling-wave Thomson scattering process. Dispersive elements are arranged between an electron, particle, or radiation source, which is synchronized with a laser system, and an optical element that focuses in a direction. The device is used to superpose a pulse-front tilted light pulse of high power with an ultrashort pulse of relativistic electrons in a laser-line focus. By varying the laser pulse-front tilt, narrow-band radiation pulses in a wide wavelength range from EUV to X-ray wavelengths and having a high number of protons are obtained, and the bandwidth and coherence properties can also be modified. The system can be used, among other things, in EUV lithography, in the planning and optimal design of laser systems and electron sources, in material analysis by phase contrast imaging, and in superconductor research. The assembly is smaller and cheaper than current comparables. | 1. An apparatus for generating ultra-short short-wave light pulses, the apparatus comprising: a laser system for generating a first beam, wherein the first beam is a laser beam propagating along a laser beam path; a source for generating a second beam, wherein the second beam is a beam of electrons, particles or radiation, said laser system and said source being synchronized such that the first beam and the second beam interact in an overlap region; an optical focusing element for focusing in one direction and a dispersive element, wherein said focusing element and said dispersive element are disposed along the laser beam path between said laser system and said overlap region, and wherein said dispersive element acts as a diffraction grating with non-uniform grating spacings following a square dependence. | 10 | 13/697934 | 2011-05-16 | 2013-0148203 | 2013-06-13 | 9268151 | 2016-02-23 | Helmholtz-Zentrum Dresden-Rossendorf e.V. | DE |  |  |  | Alexander Debus ¦ Michael Bussmann | 10-2010-028994 | DE | 2010-05-14 | G02B-0027/44 | G02B-0027/44 ¦ G02B-0027/00 ¦ G02B-0027/4233 ¦ H01S-0003/0057 ¦ H01S-0003/0903 ¦ H01S-0004/00 ¦ H05G-0002/00 ¦ H01S-0003/094 ¦ H01S-0003/1024 | G02B-005/18 | G02B-005/18 ¦ G02B-027/44 ¦ G02B-027/42 ¦ H01S-003/00 ¦ H01S-003/09 ¦ H01S-004/00 ¦ H05G-002/00 ¦ G02B-027/00 ¦ H01S-003/094 ¦ H01S-003/102 | 4916008003490
US | US | P | B2 | Method and technique to control laser effects through tuning of parameters such as repetition rate | A technique for controlling the effects generated by the interaction of a plurality of laser pulses with a medium by selecting or varying the successive pulse parameters comprising: generating a plurality of laser pulses interacting with a medium; and selecting or varying the properties/parameters characterizing said laser pulses to control the effects resulting from the interaction among said plurality of laser pulses and said medium. | 1. A method for controlling the effects generated by the interaction of a plurality of laser pulses with a medium by selecting or varying the successive pulse parameters comprising: generating a plurality of laser pulses interacting with a medium; and selecting or varying the properties/parameters characterizing said laser pulses to control the effects resulting from the interaction among said plurality of laser pulses and said medium wherein the effect being controlled is the spectral content of the electromagnetic emissions generated by said plurality of laser pulses interacting with said medium and said effect is that of broadening the spectrum of electromagnetic emissions, beyond those resulting from the interaction between the medium and a single laser pulse and said broadened electromagnetic emission spectrum is directed toward a sensor and/or imaging array in order to saturate it over a range of wavelengths to obscure signatures of interest or temporarily or permanently disable said sensor and/or imaging array. | 23 | 13/567809 | 2012-08-06 | 2014-0231679 | 2014-08-21 | 9268194 | 2016-02-23 | PM & AM Research | US |  |  |  | Kevin Kremeyer ¦ Jeremy Yeak ¦ Matthias Lenzner |  |  |  | G02F-0001/3511 | G02F-0001/3511 ¦ F41H-0013/0056 ¦ H05H-0001/0012 ¦ F41H-0011/02 ¦ G01S-0007/38 ¦ G01S-0007/495 ¦ G02F-2001/3528 ¦ H04K-0003/60 ¦ H04K-0003/825 ¦ H05G-0002/008 | G21K-001/08 | G21K-001/08 ¦ G02F-001/35 ¦ H05H-001/00 ¦ F41H-013/00 ¦ G01S-007/495 ¦ H04K-003/00 ¦ H05G-002/00 ¦ G01S-007/38 ¦ F41H-011/02 | 4916008003531
US | US | P | B2 | Adaptive gesture-based method, system and computer program product for preventing and rehabilitating an injury | In an approach to allowing a user to operate a computing device while preventing and/or rehabilitating an injury, three-dimensional gestures of a user are translated into corresponding movement of a cursor on a display device. Different gestures can indicate the same motion of the cursor. As the user gestures to move the cursor, the software determines, based on a history of use specific to the user, whether the user can continue without feeling pain or fatigue. If it is determined that continued use will cause or is likely to cause pain or fatigue, the software can request the user to take a break, or can switch the gesture or motion required by the user to move the cursor in a similar manner. | 1. A method comprising the steps of: creating, by a computer, a plurality of movement profiles, each movement profile being in a manner which a cursor moves in response to one or more gestures performed by a user and wherein each movement profile includes one or more different gestures corresponding to a same movement of the cursor, such that a user can perform either at least a first gesture or a second gesture and achieve the same movement of the cursor; tracking, via one or more sensor devices connected to the said computer, the one or more gestures performed by a user, wherein a gesture is a detectable movement of a body or a part of the body; in response to the tracking of the one or more gestures performed by a user, moving a cursor on a display device of the said computer in a manner which corresponds to both the one or more gestures and at least one movement profile of the plurality of movement profiles indicating a predefined set of one or more gestures that move the cursor; receiving, based at least on one of data gathered from the gestures performed and a direct notification from the user, an indication that the user is experiencing fatigue or pain; in response to the received indication that the user is experiencing fatigue or pain, determining, by the said computer, a threshold level for potential injury for the one or more gestures; and using the threshold level to determine if subsequent repeated gestures similar to any of the one or more gestures are nearing a point of potential injury; in response to receiving no indication that the user is experiencing fatigue or pain, and based at least in part on the at least one movement profile and an analysis of the one or more gestures, determining whether a subsequent performance of one or more of the one or more gestures are potentially injurious; in response to determining the subsequent gestures would cause the user potential injury, taking, by the said computer, a preventative action, wherein taking the preventative action comprises changing, by the said computer, the at least one movement profile such that subsequent gestures must differ from the one or more potentially injurious gestures to accomplish a similar movement of the cursor. | 20 | 13/523934 | 2012-06-15 | 2013-0339908 | 2013-12-19 | 9268405 | 2016-02-23 | International Business Machines Corporation | US | UN000019 | IBM |  | Gemma M. Bailey ¦ Leon Chen ¦ James K. Hook ¦ Melanie S. Hopper ¦ Susannah Marie Lindsay |  |  |  | G06F-0003/017 | G06F-0003/017 ¦ G06F-0003/0484 ¦ A61B-0005/11 ¦ A61B-0005/1116 ¦ A61B-0005/1121 ¦ A61B-0005/1124 | G06F-003/01 | G06F-003/01 ¦ G06F-003/048 ¦ G01H-011/00 ¦ H04B-005/00 ¦ G06F-017/30 ¦ G06F-003/0484 ¦ A61B-005/11 | 4916008003737
US | US | P | B2 | Method and system for processing information based on detected biometric event data | A system and method is provided for processing and storing captured data in a wireless communication device based on detected biometric event data. The captured data may be acquired through a data acquisition system with devices or sensors in an integrated or distributed configuration. The captured data may include multimedia data of an event with time, date and/or location stamping, and captured physiological and behavioral biometric event data in response to the event. The captured data may be dynamically stored in a data binding format or as raw data in a local host device or communicated externally to be stored in a remote host or storage. At least one user preference may be specified for linking a biometric event data to the mapped, analyzed, categorized and stored captured data in a database. Captured data may be retrieved by matching biometric event data to at least one user preference from the database. | 1. A method comprising: capturing, in a computing device, input data; capturing, in the computing device, biometric event data via one or more biometric sensors concurrent to the capturing of the input data; and mapping at least a portion of the biometric event data to at least a portion of the captured input data, wherein: the mapping comprises mapping the at least a portion of the biometric event data to a biometric event database; and the mapped at least a portion of the biometric event data indicates a behavioral condition of a user during the capturing of the input data. | 20 | 13/903606 | 2013-05-28 | 2013-0262491 | 2013-10-03 | 9268876 | 2016-02-23 | Broadcom Corporation | US | UN000478 | BROADCOM |  | Alexander MacInnis ¦ Arya Behzad ¦ Mark Buer ¦ Jeyhan Karaoguz ¦ Thomas Quigley ¦ John Walley |  |  |  | G06F-0017/30914 | G06F-0017/30914 ¦ A61B-0005/002 ¦ A61B-0005/0024 ¦ A61B-0005/02055 ¦ A61B-0005/0476 ¦ A61B-0005/1112 ¦ A61B-0005/165 ¦ A61B-0005/4803 ¦ A61B-0005/681 ¦ A61B-0005/6814 ¦ G01D-0009/005 ¦ G01D-0021/00 ¦ G06K-0009/00892 ¦ G06K-0009/00979 ¦ H04L-0063/0861 ¦ H04W-0012/06 ¦ A61B-0003/112 ¦ A61B-0003/113 ¦ A61B-0005/0022 ¦ A61B-0005/024 ¦ A61B-0005/0402 ¦ A61B-0005/0488 ¦ A61B-0005/0531 ¦ A61B-0005/0816 ¦ A61B-0005/117 ¦ A61B-0005/16 ¦ H04M-0001/7253 ¦ H04M-0001/72569 ¦ H04M-2250/10 ¦ H04M-2250/12 ¦ H04W-0088/02 | G06F-017/30 | G06F-017/30 ¦ A61B-005/00 ¦ A61B-005/0205 ¦ A61B-005/0476 ¦ A61B-005/11 ¦ G01D-009/00 ¦ G01D-021/00 ¦ G06K-009/00 ¦ H04L-029/06 ¦ H04W-012/06 ¦ A61B-003/11 ¦ A61B-003/113 ¦ A61B-005/024 ¦ A61B-005/0402 ¦ A61B-005/0488 ¦ A61B-005/053 ¦ A61B-005/08 ¦ A61B-005/117 ¦ A61B-005/16 ¦ H04M-001/725 ¦ H04W-088/02 | 4916008004204
US | US | P | B2 | Method and apparatus for providing adaptive display and filtering of sensors and sensor data | An approach is provided for adaptive display and filtering of sensors and sensor data. A sensor manager determines one or more signals associated with one or more sensors. The sensor manager then processes and/or facilitates a processing of the one or more signals for comparison against one or more predetermined signals. The sensor manager determines one or more parameters for one or more filters based, at least in part, on the comparison, wherein the one or more filters operate, at least in part, on the one or more sensors, one or more other signals determined form the one or more sensors, or a combination thereof. | 1. A method comprising facilitating a processing of and/or processing (1) data and/or (2) information and/or (3) at least one signal, the (1) data and/or (2) information and/or (3) at least one signal based, at least in part, on the following: one or more signals associated with one or more sensors, the one or more sensors associated with determining at least one operational state of one or more other sensors; a processing of the one or more signals for comparison against one or more predetermined signals; and one or more parameters for one or more filters based, at least in part, on the comparison, wherein the one or more filters operate, at least in part, on the one or more sensors, one or more other signals determined from the one or more other sensors, or a combination thereof, transmitting, via a transceiver, the one or more signals. | 26 | 13/663285 | 2012-10-29 | 2013-0060480 | 2013-03-07 | 9269000 | 2016-02-23 | NOKIA TECHNOLOGIES OY | FI | UN297018 | Nokia Technologies |  | Ilkka Korhonen ¦ Jari Olavi Nousiainen ¦ Tero Markuu Makela |  |  |  | G06K-0009/00536 | G06K-0009/00536 ¦ A61B-0005/04017 ¦ A61B-0005/1118 ¦ A61B-0005/721 ¦ A61B-0005/725 ¦ G06K-0009/6293 ¦ G06K-0009/685 ¦ H03H-0021/0012 ¦ A61B-0005/0006 ¦ A61B-0005/0022 ¦ A61B-0005/0024 ¦ A61B-2560/0209 ¦ A61B-2562/0219 ¦ G01R-0015/00 ¦ G01R-0029/00 ¦ G06F-0017/40 ¦ G06F-0019/00 | G01R-015/00 | G01R-015/00 ¦ G01R-029/00 ¦ G06F-017/40 ¦ G06F-019/00 ¦ G06K-009/00 ¦ H03H-021/00 ¦ A61B-005/00 ¦ A61B-005/04 ¦ A61B-005/11 ¦ G06K-009/62 ¦ G06K-009/68 | 4916008004328
US | US | P | B2 | Image capture and identification system and process | A digital image of the object is captured and the object is recognized from plurality of objects in a database. An information address corresponding to the object is then used to access information and initiate communication pertinent to the object. | 1. An image search system comprising: an image database storing a plurality of reference images, the reference images having reference image salient parameters; and an image processor coupled with the image database and configured to: receive an input image captured by a mobile device; decompose the input image into input image salient parameters; recognize at least one classification associated with the input image based on a comparison of the input image salient parameters to the reference image salient parameters; identify content related to the at least one classification; and cause the content, via a network address, to be returned to a second mobile device. | 24 | 14/536684 | 2014-11-10 | 2015-0066936 | 2015-03-05 | 9269015 | 2016-02-23 | Nant Holdings IP, LLC | US | UN295786 | Nant Holdings IP LLC |  | Wayne C. Boncyk ¦ Ronald H. Cohen |  |  |  | G06K-0009/46 | G06K-0009/46 ¦ A61F-0009/08 ¦ A63F-0013/00 ¦ A63F-0013/12 ¦ G06F-0003/0482 ¦ G06F-0017/2235 ¦ G06F-0017/30014 ¦ G06F-0017/3025 ¦ G06F-0017/3028 ¦ G06F-0017/30241 ¦ G06F-0017/30244 ¦ G06F-0017/30247 ¦ G06F-0017/30253 ¦ G06F-0017/30256 ¦ G06F-0017/30259 ¦ G06F-0017/30268 ¦ G06F-0017/30386 ¦ G06F-0017/30879 ¦ G06F-0017/30882 ¦ G06K-0009/0063 ¦ G06K-0009/00536 ¦ G06K-0009/00664 ¦ G06K-0009/18 ¦ G06K-0009/228 ¦ G06K-0009/3241 ¦ G06K-0009/4652 ¦ G06K-0009/4671 ¦ G06K-0009/6201 ¦ G06K-0009/6202 ¦ G06K-0009/6203 ¦ G06K-0009/6212 ¦ G06K-0009/6215 ¦ G06K-0009/64 ¦ G06K-0009/78 ¦ G06Q-0010/02 ¦ G06Q-0020/202 ¦ G06Q-0020/208 ¦ G06Q-0020/24 ¦ G06Q-0020/327 ¦ G06Q-0020/3567 ¦ G06Q-0020/40145 ¦ G06Q-0030/0217 ¦ G06Q-0030/0241 ¦ G06Q-0030/0253 ¦ G06Q-0030/0257 ¦ G06Q-0030/0267 ¦ G06Q-0030/0268 ¦ G06Q-0030/0269 ¦ G06Q-0030/0277 ¦ G06Q-0030/0601 ¦ G06Q-0030/0623 ¦ G06Q-0030/0643 ¦ G06Q-0040/00 ¦ G06Q-0090/00 ¦ G06T-0007/0079 ¦ H04L-0067/02 ¦ H04L-0067/10 ¦ H04N-0001/00244 ¦ H04N-0005/225 ¦ H04N-0005/23206 ¦ H04N-0005/23222 ¦ H04N-0005/23229 ¦ H04N-0005/91 ¦ H04N-0007/183 ¦ H04N-0021/23109 ¦ H04N-0021/23418 ¦ H04N-0021/254 ¦ H04N-0021/41407 ¦ H04N-0021/4223 ¦ H04N-0021/44222 ¦ H04N-0021/4722 ¦ H04N-0021/4782 ¦ H04N-0021/6582 ¦ H04N-0021/812 ¦ H04N-0021/8126 ¦ H04N-0021/8173 ¦ G06T-2207/20144 ¦ H04N-2201/3253 ¦ H04N-2201/3254 ¦ H04N-2201/3274 | G06K-009/46 | G06K-009/46 ¦ G06F-017/30 ¦ G06K-009/22 ¦ G06K-009/62 ¦ G06Q-030/02 ¦ G06Q-030/06 ¦ G06Q-040/00 ¦ G06K-009/78 ¦ G06K-009/00 ¦ H04N-005/225 ¦ G06Q-020/40 ¦ A61F-009/08 ¦ H04N-007/18 ¦ A63F-013/00 ¦ H04N-021/81 ¦ G06K-009/32 ¦ A63F-013/30 ¦ H04N-021/254 ¦ H04N-021/442 ¦ G06Q-010/02 ¦ H04N-005/232 ¦ G06Q-020/24 ¦ G06Q-020/34 ¦ G06F-003/0482 ¦ H04N-001/00 ¦ H04N-005/91 ¦ G06Q-090/00 ¦ G06K-009/64 ¦ H04L-029/08 ¦ H04N-021/231 ¦ H04N-021/234 ¦ H04N-021/414 ¦ H04N-021/4223 ¦ H04N-021/4722 ¦ H04N-021/4782 ¦ H04N-021/658 ¦ G06K-009/18 ¦ G06T-007/00 ¦ G06F-017/22 ¦ G06Q-020/20 ¦ G06Q-020/32 | 4916008004343
US | US | P | B2 | Medical data transport over wireless life critical network | A communicator facilitates communications with a remote server via a wireless network supporting a plurality of disparate data transport mechanisms having differing characteristics. A processor coupled to memory is disposed in a communicator housing, which is configured for portability. The memory stores wireless radio firmware and data transfer instructions that are executable by the processor for transferring data to the remote server in accordance with a priority level. The priority level is based in part on criticality of the data and the communicator status. A radio disposed in the housing effects communications via the wireless network in accordance with the firmware. A power source in the housing supplies power for communicator components. The processor executes program instructions for selecting a data transport mechanism among the plurality transport mechanisms based on the priority level, and transmits the data via the wireless network via the radio using the selected transport mechanism. | 1. A communicator configured to facilitate communications with a remote server, the communicator comprising: a processor; memory coupled to the processor, wherein the memory stores firmware and data transfer instructions, the data transfer instructions executable by the processor for transferring data to the remote server in accordance with a priority level; a communications module configured to effect communications with the remote server using each of a plurality of communications protocols, in accordance with program instructions of the firmware executable by the processor; and the processor configured to execute program instructions for selecting a communications protocol from the plurality of communications protocols based at least in part on the priority level and transmitting the data to the remote server using the selected transport mechanism via the communications protocol. | 20 | 14/576997 | 2014-12-19 | 2015-0206408 | 2015-07-23 | 9269251 | 2016-02-23 | Cardiac Pacemakers, Inc. | US | UN211540 | CARDIAC PACEMAKERS INC |  | John LaLonde ¦ William R. Mass ¦ Kenneth P. Hoyme ¦ David C. Johnson ¦ Joseph E. Bange ¦ Mark Gryzwa |  |  |  | G08B-0021/02 | G08B-0021/02 ¦ A61B-0005/0026 ¦ A61B-0005/0452 ¦ A61B-0005/747 ¦ A61N-0001/37211 ¦ A61N-0001/37282 ¦ G06F-0019/3418 ¦ G06Q-0050/24 ¦ G08C-0017/02 ¦ G06F-0019/327 ¦ G06F-0019/3412 ¦ H04L-0067/12 ¦ H04W-0012/04 ¦ H04W-0012/06 | G08B-001/08 | G08B-001/08 ¦ G08B-021/02 ¦ A61N-001/372 ¦ G06Q-050/24 ¦ G08C-017/02 ¦ A61B-005/00 ¦ A61B-005/0452 ¦ G06F-019/00 ¦ H04L-029/08 ¦ H04W-012/04 ¦ H04W-012/06 | 4916008004579
US | US | P | B2 | Method of controlling an update algorithm of an adaptive feedback estimation system and a decorrelation unit | An audio processing device comprises a feedback estimation system for estimating feedback from an output transducer to an input transducer, the feedback estimation system comprising an adaptive filter comprising a variable filter part for filtering an input signal according to variable filter coefficients and an algorithm part comprising an adaptive algorithm for dynamically updating filter coefficients, a control unit for controlling the de-correlation unit and the adaptive algorithm, and a correlation detection unit for determining a) the auto-correlation of a signal of the forward path and providing an AC-value and/or b) the cross-correlation between two different signals of the forward path and providing an XC-value. | 1. An audio processing device comprising at least one input transducer for picking up a sound signal and converting it to at least one electric input signal and at least one output transducer for converting an electric output signal to an output sound, a forward path being defined between the at least one input transducer and the at least one output transducer, the forward path comprising a signal processing unit for processing the at least one electric input signal or a signal derived therefrom and providing a processed output signal and a de-correlation unit for de-correlating the electric output signal and the electric input signal; the audio processing device further comprising an analysis path in parallel to all or a part of the forward path, the analysis path comprising a feedback estimation system for estimating feedback from the at least one output transducer to the at least one input transducer and providing a corresponding feedback estimation signal, the feedback estimation system comprising an adaptive filter comprising a variable filter part for filtering an input signal according to variable filter coefficients and an algorithm part, the algorithm part comprising an adaptive algorithm for dynamically updating said filter coefficients, a control unit for controlling said de-correlation unit and said adaptive algorithm, and a correlation detection unit for determining a) the auto-correlation of a signal of the forward path and providing an AC-value and/or b) the cross-correlation between two different signals of the forward path and providing an XC-value, wherein the control unit is configured to base or influence its control of said de-correlation unit and said adaptive algorithm on said AC-value and/or said XC-value. | 27 | 14/090847 | 2013-11-26 | 2014-0146977 | 2014-05-29 | 9269343 | 2016-02-23 | OTICON A/S | DK | UN115869 | OTICON A/S |  | Steen Michael Munk ¦ Anders Meng | 2012-194329 | EP | 2012-11-27 | G10K-0011/175 | G10K-0011/175 ¦ H04R-0003/02 ¦ H04R-0025/453 | A61F-011/06 | A61F-011/06 ¦ G10K-011/16 ¦ H03B-029/00 ¦ G10K-011/175 ¦ H04R-003/02 ¦ H04R-025/00 | 4916008004671
US | US | P | B2 | Signal processing | The electronic device and a corresponding signal processing method disclosed herein reduces electromagnetic noise. To that end, the electronic device includes a delay line, an oscillator, and a modulator. The delay line generates a spread spectrum clock signal from an input clock signal, where a timing jitter and a period of jitter of the spread spectrum clock signal are controlled at each period of the spread spectrum clock signal based on a digital code. The oscillator uses the spread spectrum clock signal to generate a processing signal. The modulator modulates the processing signal as a function of an audio signal. | 1. A signal processing electronic device configured to reduce electromagnetic noise, the electronic device comprising: a delay line configured to generate a spread spectrum clock signal from an input clock signal, a timing jitter and a period jitter of the spread spectrum clock signal being controlled at each period of the spread spectrum clock signal based on a digital code; an oscillator configured to use the spread spectrum clock signal to generate a processing signal; and a modulator configured to modulate the processing signal as a function of an audio signal. | 14 | 14/119512 | 2012-05-15 | 2014-0153732 | 2014-06-05 | 9269345 | 2016-02-23 | ST-ERICSSON SA | CH | UN200115 | ST ERICSSON SA |  | Christian Fraisse ¦ Angelo Nagari | 2011-305653 | EP | 2011-05-27 | G10K-0011/178 | G10K-0011/178 ¦ H03F-0003/217 ¦ H03K-0007/08 | A61F-011/06 | A61F-011/06 ¦ G10K-011/16 ¦ G10K-011/178 ¦ H03F-003/217 ¦ H03K-007/08 | 4916008004673
US | US | P | B2 | Antenna coupled to a cover closing an opening in an implantable medical device | An implantable medical device includes a housing. An opening is present in the housing. The implantable medical device includes communication circuitry in the housing. The implantable medical device includes a cover coupled to edges of the housing defining the opening to substantially close the opening. The implantable medical device also includes an antenna coupled to the cover. The antenna is electrically coupled to the communication circuitry. | 1. An implantable medical device comprising: a housing having an opening; communication circuitry in the housing; a cover having an outside surface and an inside surface, the cover coupled to edges of the housing defining the opening to substantially close the opening; an antenna on the outside surface of the cover, wherein the antenna is electrically coupled to the communication circuitry; and a header coupled to the housing, wherein the cover is covered by the header. | 22 | 13/835036 | 2013-03-15 | 2014-0266921 | 2014-09-18 | 9270011 | 2016-02-23 | CYBERONICS, INC. | US | UN157902 | CYBERONICS, INC. |  | Himanshu Joshi |  |  |  | H01Q-0001/24 | H01Q-0001/24 ¦ A61N-0001/37229 ¦ H01Q-0013/10 | H01Q-001/24 | H01Q-001/24 ¦ H01Q-013/10 ¦ A61N-001/372 | 4916008005331
US | US | P | B2 | In-body device having deployable antenna | Deployable antennas for in-body devices, such as implantable and ingestible devices, are provided. Aspects of the in-body deployable antennas of the invention include antennas configured to go from a first configuration to a second configuration following placement in a living body, e.g., via ingestion or implantation. Embodiments of the in-body devices are configured to emit a detectable signal upon contact with a target physiological site. Also provided are methods of making and using the devices of the invention. | 1. An in-body system for providing a signal in a conducting liquid, the system comprising: a structure for defining a space that is sealed from the conducting liquid; a control unit including at least two outputs, wherein the control unit is positioned within the defined sealed space of the structure, wherein the control unit produces the signal, the signal comprising an electrical identifiable pattern upon activation, and wherein the control unit is activated upon contact with the conducting liquid; and at least two dissolvable transmission elements, each of the at least two dissolvable transmission elements secured to the structure at different locations and each being electrically coupled to a corresponding output of the control unit; and wherein the control unit delivers the electrical identifiable pattern to the at least two dissolvable transmission elements, and wherein at least one of the dissolvable transmission elements is configured to detach from the structure when the at least one dissolvable transmission element is deployed. | 10 | 12/530431 | 2008-03-07 | 2011-0257491 | 2011-10-20 | 9270025 | 2016-02-23 | Proteus Digital Health, Inc. | US | UN104243 | Proteus Digital Health, Inc. |  | Timothy Robertson ¦ Mark Zdeblick |  |  |  | H01Q-0007/00 | H01Q-0007/00 ¦ A61B-0005/0031 ¦ A61B-0005/073 ¦ H01Q-0001/08 ¦ H01Q-0021/20 ¦ A61B-0005/0205 ¦ A61B-0005/1104 ¦ A61B-2562/08 | A61B-005/07 | A61B-005/07 ¦ H01Q-007/00 ¦ A61B-005/00 ¦ H01Q-001/08 ¦ H01Q-021/20 ¦ A61B-005/0205 ¦ A61B-005/11 | 4916008005345
US | US | P | B2 | Methods of manufacturing leads with a radially segmented electrode array | A method of making a lead for a stimulation device includes forming at least one pre-electrode in the shape of a ring, the at least one pre-electrode comprises at least two thin-walled portions separated by at least two thick-walled portions; disposing the at least one pre-electrode near a distal end of a lead body; joining at least one conductor to each thick-walled portion of the at least one pre-electrode; and grinding the lead body and the at least one pre-electrode to remove the thin-walled portions of the at least one pre-electrode to form segmented electrodes from the thick-walled portions of the at least one pre-electrode. | 1. A method of making a lead for a stimulation device comprising: forming at least one pre-electrode in a shape of a ring, the at least one pre-electrode comprises at least two thin-walled portions separated by at least two thick-walled portions; disposing the at least one pre-electrode near a distal end of a lead body; joining at least one conductor to each thick-walled portion of the at least one pre-electrode; and grinding the at least one pre-electrode to remove the thin-walled portions of the at least one pre-electrode to form a plurality of segmented electrodes from the thick-walled portions of the at least one pre-electrode. | 20 | 13/776143 | 2013-02-25 | 2013-0160287 | 2013-06-27 | 9270070 | 2016-02-23 | Boston Scientific Neuromodulation Corporation | US | UN138455 | Boston Scientific Scimed, Inc. |  | Anne Margaret Pianca |  |  |  | H01R-0043/00 | H01R-0043/00 ¦ A61N-0001/05 ¦ A61N-0001/0534 ¦ Y10T-0029/49117 | H05K-003/02 | H05K-003/02 ¦ H01R-043/00 ¦ A61N-001/05 | 4916008005389
US | US | P | B2 | Adaptive rate recharging system | Devices, systems, and techniques for selecting a period for charging an implantable rechargeable power source are disclosed. Implantable medical devices may include a rechargeable power source that can be transcutaneously charged. A system may control a charging module to begin charging the rechargeable power source of the implantable medical device with a high power level. The system may then determine an estimated heat loss based on power initially delivered to the rechargeable power source when beginning the charging. Based on this estimated heat loss during the initial period of recharging, the system may select a boost period that includes a duration of time that the rechargeable power source is charged with the high power level. | 1. A method comprising: controlling a charging module to begin charging a rechargeable power source of an implantable medical device with a high power level, wherein the high power level is higher than a non-zero low power level; determining, by a processor, an estimated heat loss based on power initially delivered to the rechargeable power source when beginning the charging with the high power level; selecting, by the processor, a boost period based on the estimated heat loss; and continuing to control the charging module to charge the rechargeable power source with the high power level for a duration of the boost period. | 33 | 13/749481 | 2013-01-24 | 2013-0193914 | 2013-08-01 | 9270134 | 2016-02-23 | MEDTRONIC, INC. | US | UN139423 | MEDTRONIC INC |  | Venkat R. Gaddam ¦ Reid K. Bornhoft ¦ Kevin J. Kelly ¦ David P. Olson ¦ Todd V. Smith |  |  |  | H02J-0007/007 | H02J-0007/007 ¦ A61N-0001/3787 ¦ H02J-0007/0093 ¦ H02J-0007/025 | H02J-007/00 | H02J-007/00 ¦ A61N-001/378 ¦ H02J-007/02 | 4916008005452
US | US | P | B2 | System and method for controlling charging energy delivered to an implantable medical device | A charging energy control system includes an implantable medical device (IMD) and an external charger. The IMD receives charging energy to recharge a battery during a charging energy acceptance period and rejects the charging energy during an actual charging energy rejection period. The external charger transmits the charging energy to the IMD in order to recharge the battery. The external charger includes a charging controller configured to determine the actual charging energy rejection period, and regulate the charging energy during which the charging controller predicts a predicted charging energy rejection period of the IMD based on the actual recharging energy rejection period. The charging controller is configured to cease or reduce transmission of the charging energy during a charging energy conservation period that is at least a portion of the predicted charging energy rejection period. | 1. A charging energy control system comprising: an implantable medical device (IMD) including a battery, wherein the IMD is configured to receive charging energy to recharge the battery during a charging energy acceptance period, and reject the charging energy during an actual charging energy rejection period; and an external charger configured to transmit the charging energy to the IMD in order to recharge the battery, wherein the external charger includes a charging controller configured to: i) determine the actual charging energy rejection period, ii) regulate the charging energy during a charging energy regulation period in which the charging controller predicts a predicted charging energy rejection period of the IMD based on the actual charging energy rejection period, and iii) cease or reduce transmission of the charging energy during a charging energy conservation period that is at least a portion of the predicted charging energy rejection period. | 20 | 14/175642 | 2014-02-07 | 2015-0229139 | 2015-08-13 | 9270137 | 2016-02-23 | ADVANCED NEUROMODULATION SYSTEMS, INC. | US | UN202921 | ADVANCED NEUROMODULATION SYS |  | John C. Greene |  |  |  | H02J-0007/008 | H02J-0007/008 ¦ A61N-0001/36125 ¦ A61N-0001/3787 ¦ H02J-0007/0047 ¦ H02J-0007/025 ¦ H02J-0005/005 ¦ H02J-0007/0077 ¦ H02J-2007/005 | H02J-007/00 | H02J-007/00 ¦ H02J-007/02 ¦ A61N-001/378 ¦ A61N-001/36 ¦ H02J-005/00 | 4916008005455
US | US | P | B2 | Method and system for generation of images based on biorhythms | Certain embodiments of the invention may include apparatus, systems, and methods for exchanging pictures, images, audio files, and videos over social networks. Said communications comprise transcribed media such as voice recordings, photographs, digitally manipulated images, or videos. A method is described wherein a predictive analytics engine using pre-determined biorhythm criterion, such as heart rate, inferred from historical data, determines the appropriate time to capture images and when to transmit them to social networks, and which networks to transmit the media to as well as which users to authorize to view the content. | 1. An apparatus for taking pictures or videos triggered by pre-selected changes in a user'ss biorhythms, the apparatus comprising: at least one biosensor configured to detect at least one biorhythm of a user and to generate a biorhythm signal based on the detected at least one biorhythm of the user; a wearable camera configured to be worn by the user; and at least one processor configured to receive the biorhythm signal from the at least one biosensor, the processor configured to compare the biorhythm signal to a biorhythm threshold and, in response to the biorhythm signal exceeding the biorhythm threshold, to simultaneously trigger the wearable camera to take one or more pictures or videos. | 19 | 13/815321 | 2013-02-20 | 2014-0232885 | 2014-08-21 | 9270877 | 2016-02-23 | Kristin Elizabeth Slater | US |  |  |  | Kristin Elizabeth Slater ¦ Fred S. Wolflink |  |  |  | H04N-0005/232 | H04N-0005/232 | H04N-007/18 | H04N-007/18 ¦ A61B-005/04 ¦ A61B-005/00 ¦ H04M-001/00 ¦ G08B-001/00 ¦ H04N-005/232 | 4916008006191
US | US | P | B2 | Voice control device and voice control method | A voice control device includes a hearing estimate section configured to estimate hearing of a user based on a sending/received sound ratio representing a ratio of the volume of a sending sound to the volume of a received sound; a compensation-quantity calculating section configured to calculate a compensation quantity for a received signal of the received sound responsive to the estimated hearing; and a compensation section configured to compensate the received signal based on the calculated compensation quantity. | 1. A voice control device comprising: a hearing estimate section configured to estimate hearing of a user based on a sending/received sound ratio representing a ratio of the volume of sending sound to the volume of received sound, the sending sound being sent by the user in a form of a sending signal, and the received sound being received by the user in a form of a received signal; a compensation-quantity calculating section configured to calculate a compensation quantity for the received signal of the received sound responsive to the estimated hearing; and a compensation section configured to compensate the received signal based on the calculated compensation quantity. | 7 | 13/924071 | 2013-06-21 | 2013-0279709 | 2013-10-24 | 9271089 | 2016-02-23 | FUJITSU LIMITED | JP | UN000026 | FUJITSU LTD |  | Masanao Suzuki ¦ Takeshi Otani ¦ Taro Togawa ¦ Chisato Ishikawa |  |  |  | H04R-0025/30 | H04R-0025/30 ¦ A61B-0005/123 ¦ A61B-0005/749 ¦ G10L-0021/0364 ¦ H04R-0025/70 ¦ G10L-2021/0575 | H03G-003/20 | H03G-003/20 ¦ H04R-025/00 ¦ A61B-005/12 ¦ A61B-005/00 ¦ G10L-021/0364 ¦ G10L-021/057 | 4916008006402
US | US | P | B2 | Laser apparatus and extreme ultraviolet light generation apparatus | A laser apparatus may include a master oscillator configured to output a pulse laser beam, an amplifier disposed in a light path of the pulse laser beam, a wavelength selection element disposed in the light path of the pulse laser beam and configured to transmit light of a selection wavelength at higher transmittance than transmittance of light of other wavelengths, and a controller configured to change the selection wavelength of the wavelength selection element. | 1. A laser apparatus comprising: a master oscillator configured to output a pulse laser beam; an amplifier disposed in a light path of the pulse laser beam; a wavelength selection element disposed in the light path of the pulse laser beam and configured to be switched between (1) a first state and (2) a second state to suppress spontaneous emission light from being amplified and entering the master oscillator, to suppress spontaneous emission light from being amplified and striking the target, or to suppress reflection light of the pulse laser beam reflected by the target from being amplified and entering the master oscillator, (1) the wavelength selection element in the first state having (1-1) a first transmittance for light of a first wavelength and (1-2) a second transmittance for light of a second wavelength, the second transmittance being lower than the first transmittance, (2) the wavelength selection element in the second state having (2-1) a third transmittance for light of the first wavelength for which the amplifier has a first amplification factor, the third transmittance being lower than the first transmittance, and (2-2) a fourth transmittance for light of the second wavelength for which the amplifier has a second amplification factor lower than the first amplification factor, the fourth transmittance being higher than the third transmittance; and a controller configured to switch the wavelength selection element. | 12 | 14/215492 | 2014-03-17 | 2014-0319388 | 2014-10-30 | 9271382 | 2016-02-23 | Gigaphoton Inc. | JP | UN103270 | GIGAPHOTON INC. |  | Masato Moriya ¦ Osamu Wakabayashi | 2013-060369 | JP | 2013-03-22 | H05G-0002/008 | H05G-0002/008 ¦ H01S-0003/1003 ¦ H01S-0003/2316 ¦ H01S-0003/0078 ¦ H01S-0003/10023 ¦ H01S-0003/10069 ¦ H01S-0003/1306 ¦ H01S-0003/2232 ¦ H01S-2301/02 | H05G-002/00 | H05G-002/00 ¦ H01S-003/23 ¦ H01S-003/10 ¦ H01S-003/223 ¦ H01S-003/00 ¦ H01S-003/13 | 4916008006692
US | US | P | B2 | Infusion pump systems and methods | Some embodiments of an infusion pump system can include a controller in electrical communication with a pump device so as to provide selected dosages of a medicine to a user over a period of time. The infusion pump system can employ a number of power management techniques to reduce the likelihood current drain of a rechargeable battery of the infusion pump system. | 1. A portable infusion pump system, comprising: a pump device including: a pump housing that defines a space to receive a medicine, and a drive system to dispense the medicine from the pump device when the medicine is received in the space of the pump housing; and a controller device electrically connectable to the pump device so as to control dispensation of the medicine from the pump device, the controller device comprising: a battery pack including a voltage output terminal, a return terminal, a third terminal, and at least one rechargeable battery cell that is coupled to the voltage output terminal so as to provide electrical energy to at least one of a component of the controller device and the drive system of the pump device; a monitor circuit that is configured to sense a voltage of the at least one rechargeable battery cell; a first resistor coupled between the at least one rechargeable battery cell and a voltage sense terminal of the monitor circuit; a second resistor coupled between the voltage sense terminal of the monitor circuit and the third terminal of the battery pack; wherein, in response to a user-initiated detachment of the pump device from the controller device, the monitor circuit is configured to cause the battery pack to act according to a low power mode independent of the voltage of the at least one rechargeable battery cell; wherein, in response to the user-initiated detachment of the pump device from the controller device, a low-resistance connection is provided between the third terminal of the battery pack and the return terminal of the battery pack. | 18 | 14/506942 | 2014-10-06 | 2015-0025463 | 2015-01-22 | 9259529 | 2016-02-16 | Bigfoot Biomedical, Inc. | US | UN255566 | Bigfoot Biomedical, Inc. |  | Boris Tverskoy |  |  |  | A61M-0005/142 | A61M-0005/142 ¦ A61M-0005/14244 ¦ H02J-0007/0031 ¦ H02J-0009/002 ¦ A61M-2205/3317 ¦ A61M-2205/3569 ¦ A61M-2205/3576 ¦ Y10T-0307/858 | H02J-007/00 | H02J-007/00 ¦ A61M-005/142 ¦ H02J-009/00 | 4916007001130
US | US | P | B2 | Adhesive and peripheral systems and methods for medical devices | A repeater system may control a pump by using a repeater and a user interface. An adhesive patch system may be used for affixing a pump or other object to a human body. Such an adhesive patch system may include two sets of adhesive members, each member including an adhesive material on at least one side so as to attach to the body. The members of the first set are spaced to allow the members of the second set to attach to the body in spaces provided between the members of the first set, and the members of the second set are spaced to allow members of the first set to detach from the body without detaching the members of the second set. Also, fill stations and base stations are provided for personal pump systems. | 1. A system for controlling an external medical device, the system comprising: an intermediate transceiver comprising: short-range reception circuitry for, over a given range, receiving signals to a wearable medical device; short-range transmission circuitry for, over the given range, transmitting signals to the wearable medical device; longer-range transmission circuitry for, over a longer range exceeding the given range, transmitting the received signals to a user interface located remotely from the patient, longer-range reception circuitry for, over the longer range, receiving signals from the user interface; and an alarm for notifying a user of the presence of a fault condition; and a user interface comprising: interface reception circuitry for receiving signals from the intermediate transceiver; and interface transmission circuitry for transmitting signals to the intermediate transceiver; wherein the user interface is configured to receive an alarm signal from the intermediate transceiver and to relay the alarm signal. | 34 | 13/667326 | 2012-11-02 | 2013-0300565 | 2013-11-14 | 9259531 | 2016-02-16 | DEKA Products Limited Partnership | US | UN144673 | DEKA PRODUCTS LIMITED PARTNERSHIP |  | Dean Kamen ¦ Larry B. Gray ¦ Russell H. Beavis |  |  |  | A61M-0005/1452 | A61M-0005/1452 ¦ A61M-0005/142 ¦ A61M-0005/14224 ¦ A61M-0005/14244 ¦ A61M-0005/14248 ¦ A61M-0005/14586 ¦ A61M-0005/158 ¦ A61M-0005/168 ¦ A61M-0005/16809 ¦ A61M-0005/172 ¦ A61M-0005/1723 ¦ G05B-0023/02 ¦ G05D-0007/0647 ¦ G05D-0007/0676 ¦ G08C-0017/02 ¦ H04B-0007/2609 ¦ A61M-0005/16886 ¦ A61M-2005/14268 ¦ A61M-2205/0266 ¦ A61M-2205/0294 ¦ A61M-2205/18 ¦ A61M-2205/3331 ¦ A61M-2205/3375 ¦ A61M-2205/3546 ¦ A61M-2205/3576 ¦ A61M-2205/8237 ¦ A61M-2206/22 ¦ A61M-2207/00 ¦ A61M-2209/045 ¦ Y10T-0029/494 ¦ Y10T-0029/49236 ¦ Y10T-0029/49412 ¦ Y10T-0029/49826 | G08B-001/08 | G08B-001/08 ¦ A61M-005/145 ¦ A61M-005/142 ¦ A61M-005/168 ¦ G05D-007/06 ¦ A61M-005/172 ¦ G08C-017/02 ¦ H04B-007/26 ¦ G05B-023/02 ¦ A61M-005/158 | 4916007001132
US | US | P | B2 | Slot antenna for an implantable device | An implantable medical device may include a case which houses components of the implantable medical device. The implantable medical device may include an inductive coil coupled to a rechargeable battery. The inductive coil may be operative to inductively couple to an external coil and to transfer energy from the external coil to the rechargeable battery to recharge the rechargeable battery. The implantable medical device may include a cutout formed in the case of the implantable medical device and filled with a dielectric material. The cutout may be operative to reduce eddy currents in the case during recharge of the rechargeable battery. The implantable medical device may include a slot antenna disposed within the case. The slot antenna may be operative to communicate with an external device through the cutout in the case. | 1. An implantable medical device having a case configured to house components of the implantable medical device, the implantable medical device comprising: an inductive coil coupled to a rechargeable battery, the inductive coil operative to inductively couple to an external coil and to transfer energy from the external coil to the rechargeable battery to recharge the rechargeable battery; a cutout formed in the case of the implantable medical device and filled with a dielectric material, wherein the cutout is operative to reduce eddy currents in the case during recharge of the rechargeable battery; and a slot antenna disposed within the case, the slot antenna operative to communicate with an external device through the cutout in the case; wherein the slot antenna comprises: a first dielectric layer; a slot formed in a first metal layer above the first dielectric layer; and a feed line formed in a second metal layer below the first dielectric layer. | 14 | 13/098279 | 2011-04-29 | 2012-0276854 | 2012-11-01 | 9259582 | 2016-02-16 | CYBERONICS, INC. | US | UN157902 | CYBERONICS, INC. |  | Himanshu Joshi ¦ David L. Thompson ¦ Jared Brandon Floyd ¦ Eric Y. Chow ¦ Jonathan D. Rowell |  |  |  | A61N-0001/37229 | A61N-0001/37229 ¦ H01Q-0001/273 ¦ H01Q-0001/38 ¦ H01Q-0001/521 ¦ H01Q-0007/00 ¦ H01Q-0009/045 ¦ H01Q-0013/106 ¦ H01Q-0021/08 ¦ H01Q-0021/205 ¦ H01Q-0021/30 ¦ A61N-0001/375 ¦ H02J-0007/025 ¦ Y10T-0029/49016 | H04B-005/00 | H04B-005/00 ¦ A61N-001/372 ¦ H01Q-001/38 ¦ H01Q-021/08 ¦ H01Q-021/20 ¦ H01Q-001/27 ¦ H01Q-001/52 ¦ H01Q-007/00 ¦ H01Q-009/04 ¦ H01Q-013/10 ¦ H01Q-021/30 ¦ A61N-001/375 ¦ H02J-007/02 | 4916007001183
US | US | P | B2 | Coil system | In supplying energy to a medical device implanted in a mammal patient a first coil system ( 20 ) external to the patient's body for wirelessly transferring energy can be used that inductively cooperates with a second coil system ( 12 ) that, when implanted in the patient's body, receives wirelessly transferred energy for supplying energy or control signals to the medical device, when implanted in the patient's body. The first and second coil systems comprise each at least two individual coils ( 50, 51; 60, 61 ) which are not directly electrically connected to each other and operate basically independently of each other. This may give a very efficient and versatile transfer of energy or control signals. The coils in each of the coil systems can be operating at different frequencies by being connected to respective electric circuits, where each of these respective electric circuits operate basically independently of each other generating e.g. alternating electric current of different frequencies. | 1. Apparatus for supplying energy to a medical device implanted in a mammal patient, the apparatus comprising: a first coil system external to the patient′Ls body for wirelessly transmitting energy for powering the medical device, a second coil system that, when implanted in the patients body, receives wirelessly transferred energy for supplying energy or control signals to the medical device, when implanted in the patients body, wherein at least one of the first and second coil systems comprise a plurality of individual coils which in terms of frequency tuned energy supply operate basically independently of each other, for improving energy transmitting capacity, when implanted, wherein two or more coils in the first coil system and two or more coils in the second coil system are adapted to cause a transfer of energy from outside the body to the inside thereof, for powering the medical device, wherein each of said plurality of individual coils are tuned with a capacitor connected in parallel over the coil, wherein at least one first coil in the first coil system and at least one second coil in the second coil system are tuned to a first frequency, and wherein at least one third coil in the first coil system and at least one fourth coil in the second coil system, are tuned to a second frequency being a different frequency than the first frequency. | 20 | 13/384039 | 2010-07-19 | 2012-0119700 | 2012-05-17 | 9259583 | 2016-02-16 | Peter Forsell | CH | UN188403 | FORSELL PETER |  | Peter Forsell | 2009-01004 | SE | 2009-07-17 | A61N-0001/37229 | A61N-0001/37229 ¦ A61N-0001/3787 ¦ H01F-0027/2823 ¦ H01F-0038/14 ¦ H02J-0005/005 | H02J-007/00 | H02J-007/00 ¦ A61N-001/372 ¦ A61N-001/378 ¦ H02J-005/00 ¦ H01F-027/28 ¦ H01F-038/14 | 4916007001184
US | US | P | B2 | Folded antennas for implantable medical devices | In an example, an apparatus can include an implantable medical device comprising a housing, an implantable telemetry circuit carried within the housing, a dielectric compartment mechanically coupled to the housing, the dielectric compartment including first and second substantially parallel face portions and a third face portion extending between the first and second face portions, and an implantable telemetry antenna, located at least partially within the dielectric compartment. The implantable telemetry circuit can be electrically coupled to the implantable telemetry antenna and configured to wirelessly transfer information electromagnetically using the implantable telemetry antenna. In an example the implantable telemetry antenna comprises a spiral conductor portion extending along the first, second, and third face portions. In an example the spiral conductor includes a cross section having a lateral width that can be greater than a sidewall height of the cross section. | 1. An apparatus, comprising: an implantable medical device comprising: a housing; an implantable telemetry circuit carried within the housing; a dielectric compartment, mechanically coupled to the housing, the dielectric compartment including first and second substantially parallel face portions, and a third face portion extending between the first and second face portions; an implantable telemetry antenna, located at least partially within the dielectric compartment; wherein the implantable telemetry circuit is electrically coupled to the implantable telemetry antenna and configured to wirelessly transfer information electromagnetically using the implantable telemetry antenna; and wherein the implantable telemetry antenna comprises: a spiral conductor extending along and substantially conforming to the contours of the first, second, and third face portions of the dielectric compartment, wherein the spiral conductor comprises a planar spiral pattern including concentric turns; and a loading portion, coupled to the spiral conductor and the implantable telemetry circuit, the loading portion comprising a conductive segment substantially perpendicular to a surface of the housing, the conductive segment of the loading portion configured to adjust an input impedance of the implantable telemetry antenna, to provide a specified input impedance range within a specified range of operating frequencies to be used for wireless information transfer. | 18 | 14/270132 | 2014-05-05 | 2014-0243930 | 2014-08-28 | 9259585 | 2016-02-16 | Cardiac Pacemakers, Inc. | US | UN211540 | CARDIAC PACEMAKERS INC |  | Sasidhar Vajha ¦ Keith R. Maile ¦ Dennis E. Larson ¦ David A. Chizek ¦ John M. Edgell |  |  |  | A61N-0001/37229 | A61N-0001/37229 ¦ H01Q-0001/36 ¦ H01Q-0009/0414 ¦ Y10T-0029/49016 | A61N-001/372 | A61N-001/372 ¦ H01Q-001/36 ¦ H01Q-009/04 | 4916007001186
US | US | P | B2 | Apparatus with wireless communication module | The invention relates to an electronic apparatus ( 100 ) comprising a charging module ( 20 ) for receiving external energy (RF 1 ) and for transferring it to a rechargeable energy storage ( 10 ) in a "charging state". Moreover, the apparatus comprises a processing module which can be operated in a working state that is enabled if the charging module ( 20 ) is in the charging state and the apparatus is in a standard operating mode. The processing module may for example be a communication module ( 30 ) that can communicate wirelessly in its working state. In the standard operating mode, communication with the apparatus ( 100 ) is thus only possible if the apparatus ( 100 ) is simultaneously charged. The communication module ( 30 ) can therefore be completely switched off during the residual time, thus reducing power consumption and avoiding erroneous communication or misuse. | 1. An electronic apparatus that is operable in a standard operating mode (SOM), particularly a rechargeable active implantable medical device, the apparatus comprising: a rechargeable energy storage; a charging module configured to enter a charging state (CS) in which the charging module receives external energy (RF 1 ) and is configured to transfer the external energy to the energy storage; and a processing module configured to process data, or deliver electric stimuli, or both, the processing module operable in a working state (WS) which is, while the apparatus is in the standard operating mode, only enabled if the charging state is entered. | 13 | 13/119038 | 2009-09-17 | 2011-0175568 | 2011-07-21 | 9259592 | 2016-02-16 | KONINKLIJKE PHILIPS N.V. | NL | UN000015 | PHILIPS NV |  | Jacobus Josephus Leijssen ¦ Hubert Cecile Francois Martens ¦ Michael Marcel Jose Decre ¦ Jeroen Jacob Arnold Tol | 2008-165071 | EP | 2008-09-25 | A61N-0001/3787 | A61N-0001/3787 ¦ A61N-0001/36082 ¦ A61N-0001/37276 ¦ A61N-0001/00 ¦ A61N-0001/0529 ¦ A61N-0001/0534 | H02J-007/00 | H02J-007/00 ¦ A61N-001/378 ¦ A61N-001/36 ¦ A61N-001/372 ¦ A61N-001/00 ¦ A61N-001/05 | 4916007001193
US | US | P | B2 | Image capture and identification system and process | A digital image of the object is captured and the object is recognized from plurality of objects in a database. An information address corresponding to the object is then used to access information and initiate communication pertinent to the object. | 1. A portable hand-held transaction device comprising: a sensor configured to acquire sensor data representative of and associated with an image of at least one credit card object; a data processing computing platform coupled with the sensor and configured to: recognize, based on salient parameters associated with the image, the at least one credit card object as a known target credit card object; identify an information address stored in a database based on recognizing the at least one credit card object; and use the information address to obtain pertinent information associated with a selected account associated with the at least one credit card object; and a terminal connection coupled with the data processing computing platform and configured to enable a terminal device to initiate a transaction with the selected account based on the pertinent information and by providing the pertinent information to the terminal device. | 79 | 14/223876 | 2014-03-24 | 2014-0229306 | 2014-08-14 | 9262440 | 2016-02-16 | Nant Holdings IP, LLC | US | UN295786 | Nant Holdings IP LLC |  | Wayne C. Boncyk ¦ Ronald H. Cohen |  |  |  | G06F-0017/30247 | G06F-0017/30247 ¦ A61F-0009/08 ¦ A63F-0013/00 ¦ A63F-0013/12 ¦ G06F-0003/0482 ¦ G06F-0017/30014 ¦ G06F-0017/3025 ¦ G06F-0017/30241 ¦ G06F-0017/30253 ¦ G06F-0017/30256 ¦ G06F-0017/30259 ¦ G06F-0017/30386 ¦ G06F-0017/30879 ¦ G06F-0017/30882 ¦ G06K-0009/0063 ¦ G06K-0009/00536 ¦ G06K-0009/00664 ¦ G06K-0009/18 ¦ G06K-0009/228 ¦ G06K-0009/3241 ¦ G06K-0009/4652 ¦ G06K-0009/4671 ¦ G06K-0009/6201 ¦ G06K-0009/6202 ¦ G06K-0009/6203 ¦ G06K-0009/6212 ¦ G06K-0009/6215 ¦ G06K-0009/64 ¦ G06K-0009/78 ¦ G06Q-0010/02 ¦ G06Q-0020/24 ¦ G06Q-0020/3567 ¦ G06Q-0020/40145 ¦ G06Q-0030/0217 ¦ G06Q-0030/0241 ¦ G06Q-0030/0253 ¦ G06Q-0030/0257 ¦ G06Q-0030/0267 ¦ G06Q-0030/0268 ¦ G06Q-0030/0269 ¦ G06Q-0030/0277 ¦ G06Q-0030/0601 ¦ G06Q-0030/0623 ¦ G06Q-0030/0643 ¦ G06Q-0040/00 ¦ G06Q-0090/00 ¦ H04L-0067/10 ¦ H04N-0001/00244 ¦ H04N-0005/225 ¦ H04N-0005/23206 ¦ H04N-0005/23222 ¦ H04N-0005/23229 ¦ H04N-0005/91 ¦ H04N-0007/183 ¦ H04N-0021/23109 ¦ H04N-0021/23418 ¦ H04N-0021/254 ¦ H04N-0021/41407 ¦ H04N-0021/4223 ¦ H04N-0021/44222 ¦ H04N-0021/4722 ¦ H04N-0021/4782 ¦ H04N-0021/6582 ¦ H04N-0021/812 ¦ H04N-0021/8126 ¦ H04N-0021/8173 ¦ H04N-2201/3253 ¦ H04N-2201/3254 ¦ H04N-2201/3274 | G06F-017/30 | G06F-017/30 ¦ G06K-009/22 ¦ G06K-009/46 ¦ G06K-009/62 ¦ G06Q-030/02 ¦ G06Q-030/06 ¦ G06Q-040/00 ¦ G06K-009/78 ¦ G06K-009/00 ¦ H04N-005/225 ¦ G06Q-020/40 ¦ A61F-009/08 ¦ H04N-007/18 ¦ A63F-013/00 ¦ H04N-021/81 ¦ G06K-009/32 ¦ A63F-013/30 ¦ H04N-021/254 ¦ H04N-021/442 ¦ G06Q-010/02 ¦ H04N-005/232 ¦ G06Q-020/24 ¦ G06Q-020/34 ¦ G06F-003/0482 ¦ H04N-001/00 ¦ H04N-005/91 ¦ G06Q-090/00 ¦ G06K-009/64 ¦ H04L-029/08 ¦ H04N-021/231 ¦ H04N-021/234 ¦ H04N-021/414 ¦ H04N-021/4223 ¦ H04N-021/4722 ¦ H04N-021/4782 ¦ H04N-021/658 ¦ G06K-009/18 | 4916007004028
US | US | P | B2 | Systems and methods using a wearable device to determine an individuals daily routine | The methods and systems described herein may involve determining at least one lifeotype of at least one individual, analyzing the at least one lifeotype, and delivering content to at least one individual based on the analysis. The methods and systems described herein may involve providing a game, determining at least one lifeotype of at least one player of the game, analyzing the at least one lifeotype, and affecting the game play based on the analysis. The methods and systems described herein may involve providing an interactive space, determining at least one lifeotype of at least one individual in the space, analyzing the at least one lifeotype, and modifying at least one attribute of the space based on the analysis. | 1. A computer-system-implemented method, the computer system having at least one programmed processor to implement the method, the method comprising: continuously collecting data components with respect to an individual from a wearable sensor device; and collecting another set of data components with respect to the individual from a source separate from the wearable device; the computer system— (i) assembling a byte data structure for the individual that includes at least one bit determined from the collected data components from the wearable sensor device and at least one bit determined from said another set of data components; (ii) accessing data stored with respect to at least one other individual; (iii) determining a lifeotype for the individual by matching the byte data structure to the byte data structure of at least one other individual; and (iv) based on the determined type and the individual'ss collected data components, predicting at least one component of the individual'ss daily routine. | 11 | 14/081406 | 2013-11-15 | 2014-0180018 | 2014-06-26 | 9262772 | 2016-02-16 | BodyMedia, Inc. | US | UN164526 | BODYMEDIA INC |  | John M. Stivoric ¦ Eric Teller ¦ David Andre ¦ John A. Monocello, III |  |  |  | G06Q-0030/0251 | G06Q-0030/0251 ¦ A61B-0005/021 ¦ A61B-0005/0826 ¦ A61B-0005/1118 ¦ A61B-0005/1123 ¦ A61B-0005/16 ¦ A61B-0005/168 ¦ A61B-0005/4806 ¦ A61B-0005/4812 ¦ A61B-0005/4815 ¦ A61B-0005/4818 ¦ A61B-0005/4833 ¦ A61B-0005/4836 ¦ A61B-0005/6801 ¦ A61B-0005/6802 ¦ A61B-0005/72 ¦ A61B-0005/7275 ¦ A61B-0005/7278 ¦ A61B-0005/7282 ¦ A61B-0005/742 ¦ A61B-0005/746 ¦ A61B-0005/747 ¦ A61B-0005/7475 ¦ A61M-0021/00 ¦ A61M-0021/02 ¦ G06F-0017/30528 ¦ G06F-0017/30554 ¦ G06F-0017/30557 ¦ G06F-0017/30598 ¦ G06F-0017/30722 ¦ G06F-0017/30985 ¦ G06F-0019/10 ¦ G06F-0019/24 ¦ G06F-0019/322 ¦ G06F-0019/345 ¦ G06F-0019/3443 ¦ G06F-0019/36 ¦ G06N-0005/04 ¦ G06N-0099/005 ¦ G06Q-0030/0242 ¦ G06Q-0030/0269 ¦ G06Q-0030/0271 ¦ G06Q-0030/0277 ¦ G06Q-0040/08 ¦ G06Q-0050/22 ¦ G06Q-0050/24 ¦ G09B-0005/00 ¦ G09B-0019/00 ¦ A61M-2021/005 ¦ A61M-2021/0027 ¦ G06F-0019/3431 ¦ G06F-0019/3437 | G06F-017/30 | G06F-017/30 ¦ G06Q-030/02 ¦ G06Q-040/08 ¦ G06Q-050/22 ¦ G06Q-050/24 ¦ G09B-019/00 ¦ A61B-005/16 ¦ A61B-005/00 ¦ G06F-019/10 ¦ G06N-005/04 ¦ A61B-005/11 ¦ G09B-005/00 ¦ A61M-021/02 ¦ A61B-005/021 ¦ A61B-005/08 ¦ G06N-099/00 ¦ G06F-019/24 ¦ G06F-019/00 ¦ A61M-021/00 | 4916007004360
US | US | P | B2 | Systems and methods for extracting keywords in language learning | Systems, methods, and products for language learning that may extract text from various resources having text, using various natural-language processing features, which can be combined with custom-designed learning activities to offer a needs-based, adaptive learning methodology. The system may receive a resource, extract keywords pedagogically valuable to non-native language learning and academic exercises. Metadata describing various aspects of resources from which keywords are extracted may be associated with keywords. Metadata describing various aspects of keywords may also be associated with keywords. Extracted keywords may be stored into a keyword store along with any metadata associated with keywords. | 1. A computer-implemented method for extracting keywords from text comprising: parsing, by a computer, a set of one or more potential keywords from text of a resource containing text; storing, by the computer, into a keyword store each potential keyword in the set matching a term in a computer file containing a keyword whitelist and each potential keyword in the set matching a collocation in the keyword whitelist; determining, by the computer, for one or more potential keywords in the set of potential keywords, a word difficulty value associated with each of the one or more potential keywords based on scoring rules determining the word difficulty value; determining, by the computer, a pedagogical value threshold based upon a proficiency level of a learner and a resource difficulty score of the resource; and storing, by the computer, into the keyword store each potential keyword having a determined word difficulty value that satisfies the pedagogical value threshold. | 19 | 14/180885 | 2014-02-14 | 2014-0297266 | 2014-10-02 | 9262935 | 2016-02-16 | VOXY, Inc. | US |  |  |  | Katharine Nielson ¦ Kasey Kirkham ¦ Na'im Tyson ¦ Andrew Breen |  |  |  | G09B-0005/00 | G09B-0005/00 ¦ G06F-0017/275 ¦ G09B-0005/02 ¦ G09B-0007/08 ¦ G09B-0019/06 | G09B-005/00 | G09B-005/00 ¦ G09B-005/02 ¦ G09B-019/06 ¦ G06F-017/27 ¦ G09B-007/08 | 4916007004522
US | US | P | B2 | MRI training device | MRI training and adjustment device for positioning the tip of a medical implement in living tissue, comprising a dummy which contains in the space inside it target pieces that show up in the MRI and the other component parts of which are invisible in the MRI, wherein a further component part of the training device is a base plate, which can be fastened under an MRI coil for the living tissue to be examined and carries at least one fastening block, which can be moved linearly with respect to the tissue and to which there can be detachably fastened either the dummy and/or a tissue pressing frame, which has an opening that is crossed by at least one elongated pressing rail, wherein the base plate, the fastening block, the tissue pressing frame and the pressing rail are invisible in the MRI. | 1. A MRI training and adjustment device for simulating positioning a tip of a medical implement in living tissue using an MRI device, comprising: a phantom, which contains in its interior, viewable target bodies, which are viewable using the MRI device, and non-viewable target bodies, which are not viewable using the MRI device, and a base plate, at least one fastening block a tissue pressure frame attached to the at least one fastening block wherein the tissue pressure frame comprises an opening, which is crossed by at least one elongated pressure bar, and wherein the base plate, the fastening block, the tissue pressure frame and the elongated pressure bar are invisible to the MRI device. | 11 | 13/584000 | 2010-03-11 | 2013-0045469 | 2013-02-21 | 9262942 | 2016-02-16 | Hubert Noras | DE |  |  |  | Hubert Noras |  |  |  | G09B-0023/285 | G09B-0023/285 ¦ A61B-0005/061 ¦ G01R-0033/58 ¦ A61B-2017/00725 ¦ A61B-2019/5236 | G01R-033/58 | G01R-033/58 ¦ G09B-023/28 ¦ A61B-005/06 ¦ A61B-017/00 ¦ A61B-019/00 | 4916007004529
US | US | P | B2 | Handheld diabetes manager with a flight mode | A handheld diabetes manager has a flight mode that cooperatively interacts with an external medical device and includes a port configured to receive a test strip for blood glucose measurement, a blood glucose measurement module operable with the test strip, a communications module and a user interface module. The communications module selectively communicates wirelessly with an external medical device. The user interface module communicates with the blood glucose measurement module and the communications module and operates to provide a graphical user interface on a display of the diabetes manager. The graphical user interface includes a screen with a flight mode option. When the flight mode option is enabled and the external medical device is paired and currently communicating with the diabetes manager, the user interface module interacts with the communication module to send a command to the external medical device to turn off wireless communication of the external medical device. | 1. A diabetes management system including a handheld diabetes manager having a flight mode that cooperatively having a flight mode that cooperatively interacts with an external medical device and the external medical device being physically separated from the handheld diabetes manager, the handheld diabetes manager comprising: a port formed in a housing of the handheld diabetes manager and configured to receive a test strip; a blood glucose measurement module residing in the housing and cooperatively operable with the test strip inserted in the port for blood glucose measurement; a display integrated into the housing; a user interface module programmed to generate a graphical user interface on the display, wherein the graphical user interface includes a selector for enabling or disabling a flight mode and the user interface module is implemented by computer readable instructions executed by a processor in the handheld diabetes manager; a communication module configured to selectively communicate via a wireless data link with the external medical device, wherein the communication module is powered on by the user interface module in response to an indicator from the user interface module that the flight mode is disabled and is powered down by the user interface module in response to an indicator from the user interface module that the flight mode is enabled; and wherein the communication module is further configured to determine whether the handheld diabetes manager is paired with the external medical device and, in response to the indicator that the flight mode is enabled and a determination that the diabetes manager is paired with the external medical device, sends a flight mode command via the wireless data link to the external medical device, where the flight mode command includes a time interval after which the external medical device can resume communication with the diabetes manager. | 9 | 13/661156 | 2012-10-26 | 2013-0172709 | 2013-07-04 | 9264129 | 2016-02-16 | Roche Diabetes Care, Inc. | US | UN296255 | Roche Diabetes Care, Inc. |  | Mark G. Mears ¦ Mark Nierzwick ¦ Phillip E. Pash ¦ Vincent R. Rizzo ¦ Bettina Steiner ¦ Kristin M. Westerfield |  |  |  | H04B-0007/26 | H04B-0007/26 ¦ A61B-0005/0002 ¦ A61B-0005/14532 ¦ A61B-0005/7435 ¦ A61M-0005/14244 ¦ A61M-0005/1723 ¦ G06F-0019/3406 ¦ G06F-0019/3468 ¦ H04W-0004/001 ¦ A61M-2205/35 ¦ A61M-2205/3569 ¦ A61M-2205/3584 ¦ H04W-0084/20 | A61B-005/157 | A61B-005/157 ¦ H04B-007/26 ¦ A61B-005/00 ¦ A61B-005/145 ¦ A61M-005/142 ¦ A61M-005/172 ¦ G06F-019/00 ¦ H04W-004/00 ¦ H04W-084/20 | 4916007005707
US | US | P | B2 | Wireless communication apparatus, wireless communication system, wireless communication method, X-ray sensor, and program storage medium | A wireless communication apparatus includes an X-ray sensor that transmits X-ray image data, a wireless access point that receives the X-ray image data from the X-ray sensor by wireless communication, and an entry apparatus that communicates with the X-ray sensor by short-range communication. A wireless setting apparatus sets wireless communication parameters for starting the wireless communication between the X-ray sensor and the wireless access point to the wireless access point and sets the same wireless communication parameters as those set to the wireless access point to the X-ray sensor by performing short-range wireless communication from the entry device. | 1. A communication apparatus used in an X-ray imaging system including an X-ray sensor and a wireless access point containing a region code and configured to perform RF wave wireless communication, the communication apparatus comprising: a setting unit configured to acquire a region code, which is corresponding to the region code contained in the access point, and to set wireless communication parameters to within a range of a channel corresponding to the region code; a transmitter configured to transmit the wireless communication parameters to the X-ray sensor by another communication different from the RF wave wireless communication; and a receiver configured to receive the image data from the X-ray sensor through the wireless access point, wherein the X-ray sensor is configured to transmit the image data to the wireless access point by the RF wave wireless communication based on the set wireless communication parameters. | 17 | 13/207238 | 2011-08-10 | 2012-0045991 | 2012-02-23 | 9264841 | 2016-02-16 | Canon Kabushiki Kaisha | JP | UN000031 | CANON INC |  | Hideki Nonaka | 2010-182176 | JP | 2010-08-17 | H04W-0004/00 | H04W-0004/00 ¦ A61B-0006/4494 ¦ H04W-0004/008 ¦ H04W-0076/02 | H04B-007/00 | H04B-007/00 ¦ H04W-004/00 ¦ H04W-076/02 ¦ A61B-006/00 | 4916007006415
US | US | P | B2 | Modems for mobile internet and cellular systems | Methods used in Modulator and Demodulator (MODEM) for mobile internet and cellular system connected mobile devices and phones for reception of Global Positioning System (GPS) modulated signal, video Orthogonal Frequency Division Multiplexed (OFDM) modulated signal and spread spectrum signals controlled by touch screen generated signals and using fingerprint authentication. Methods for generating in mobile devices and in phones in-phase and quadrature phase cross-correlated Time Constrained (TCS) waveforms and cascaded Long Response (LR) filter filtered signals for modulation and transmission of these cross-correlated signals. | 1. A method comprising steps of: receiving and demodulating a Global Positioning System (GPS) modulated signal into a location finding baseband signal and for providing said baseband signal to an interface unit of a mobile device for location finding; receiving and demodulating a first video Orthogonal Frequency Division Multiplexed (OFDM) modulated signal into a first video baseband OFDM signal, for providing said first video baseband OFDM signal to an interface unit of said mobile device for viewing said video baseband signal; receiving and demodulating in said mobile device a first spread spectrum modulated signal into a first baseband spread spectrum signal, said first baseband spread spectrum signal is converted into a second baseband OFDM signal; modulating said second baseband OFDM signal in a modulator into a second modulated OFDM signal and transmitting in said mobile device said second modulated OFDM signal; generating in said mobile device a second video signal, said second video signal is converted into a third baseband OFDM signal and for providing said third baseband OFDM signal to said modulator and transmitter for modulation and transmission of said third baseband OFDM signal, wherein said first, second and third OFDM modulated signals are distinct signals; generating in said mobile device a second baseband spread spectrum signal, said second spread spectrum signal comprises in-phase and quadrature phase cross-correlated Time Constrained (TCS) waveforms and cascaded Long Response (LR) filter filtered signals; providing said second baseband spread spectrum cross-correlated signal to a quadrature modulator and transmitter for modulation and transmission of said second baseband spread spectrum cross-correlated signal; and receiving a received touch screen generated signal for providing from said received touch screen generated signal a touch screen control signal, wherein said control signal is used for control of said mobile device. | 19 | 14/716243 | 2015-05-19 | 2015-0264549 | 2015-09-17 | 9264877 | 2016-02-16 | Kamilo Feher | US |  |  |  | Kamilo Feher |  |  |  | H04W-0004/22 | H04W-0004/22 ¦ A61B-0005/0015 ¦ G06F-0019/322 ¦ G06F-0019/3487 ¦ H04B-0001/709 ¦ H04L-0027/2017 ¦ H04L-0027/2602 ¦ H04L-0027/2627 ¦ H04W-0004/025 ¦ H04W-0064/00 ¦ H04W-0088/06 ¦ H04B-2201/70715 ¦ H04B-2201/70716 | H04L-027/28 | H04L-027/28 ¦ H04K-001/10 ¦ H04W-004/22 ¦ G06F-019/00 ¦ H04W-064/00 ¦ H04W-088/06 ¦ A61B-005/00 ¦ H04B-001/709 ¦ H04L-027/20 ¦ H04L-027/26 ¦ H04W-004/02 | 4916007006451
US | US | P | B2 | System and method for generating extreme ultraviolet light | A system includes a chamber, a laser beam apparatus configured to generate a laser beam to be introduced into the chamber, a laser controller for the laser beam apparatus to control at least a beam intensity and an output timing of the laser beam, and a target supply unit configured to supply a target material into the chamber, the target material being irradiated with the laser beam for generating extreme ultraviolet light. | 1. A system comprising: a laser beam apparatus configured to generate a laser beam; and a target supply unit configured to supply a target material to be irradiated with the laser beam for generating extreme ultraviolet light, wherein the laser beam apparatus is configured to: generate a first pre-pulse laser beam with which the target material is irradiated, the first pre-pulse laser beam having a pulse duration of less than 1 ns, so as to make the target be diffused in a dome shape, generate a second pre-pulse laser beam with which the target material irradiated with the first pre-pulse laser beam is irradiated, and generate a main pulse laser beam with which the target material irradiated with the second pre-pulse laser beam is irradiated. | 17 | 13/572484 | 2012-08-10 | 2012-0307851 | 2012-12-06 | 9265136 | 2016-02-16 | Gigaphoton Inc. | JP | UN103270 | GIGAPHOTON INC. |  | Tsukasa Hori ¦ Kouji Kakizaki ¦ Tatsuya Yanagida ¦ Osamu Wakabayashi ¦ Hakaru Mizoguchi | 2010-034889 ¦ 2010-265789 ¦ 2011-015691 ¦ 2011-133111 ¦ 2012-103580 ¦ 2012-141079 | JP ¦ JP ¦ JP ¦ JP ¦ JP ¦ JP | 2010-02-19 ¦ 2010-11-29 ¦ 2011-01-27 ¦ 2011-06-15 ¦ 2012-04-27 ¦ 2012-06-22 | H05G-0002/005 | H05G-0002/005 ¦ H01S-0003/2391 ¦ H05G-0002/008 ¦ H01S-0003/005 ¦ H01S-0003/102 ¦ H01S-0003/104 ¦ H01S-0003/1611 ¦ H01S-0003/2232 ¦ H01S-0003/2366 | H05G-002/00 | H05G-002/00 ¦ H01S-003/102 ¦ H01S-003/104 ¦ H01S-003/16 ¦ H01S-003/223 ¦ H01S-003/23 ¦ H01S-003/00 | 4916007006709
US | US | P | B2 | Method and apparatus for optimizing germicidal lamp performance in a disinfection device | This invention controls the temperature of the critical spot of the UV lamps and on the critical spots having a deposit of mercury or amalgam containing mercury by directing a uniform flow of air on and around the critical spots having amalgam or be other means to remove heat from the critical spots. | 1. An apparatus for disinfection of air and surfaces, comprising: A UV lamp having a mercury amalgam spot; A power source; A conduit body, which has at least one hole that is located near the mercury spot of the UV lamp; and An air moving device, which delivers air through the conduit body in a first direction; and the at least one hole directs the air in a second direction and near the mercury spot of the UV lamp, Whereby the air moving device provides cooling to alter temperature near the mercury amalgam spot of the UV lamp. | 16 | 14/325357 | 2014-07-07 | 2015-0115170 | 2015-04-30 | 9265174 | 2016-02-16 | ULTRAVIOLET DEVICES, INC. | US |  |  |  | Aleksandr Shostak ¦ Ashish Mathur ¦ Richard Hayes ¦ Peter Veloz ¦ David Witham ¦ Filiberto Betancourt ¦ Lev Rotkop |  |  |  | H05K-0007/20136 | H05K-0007/20136 ¦ A61L-0002/10 ¦ A61L-0009/20 ¦ H05K-0007/20436 | A61L-002/10 | A61L-002/10 ¦ H05K-007/20 ¦ A61L-009/20 | 4916007006747
US | US | P | B2 | Wireless diagnostic sensor link | A wireless diagnostic sensor link for providing wireless communication between a signal source and a monitoring device. The wireless diagnostic sensor link includes a signal input device operable for receiving a signal from the signal source in a first communication protocol in the form of an analog signal, converting the analog signal to a digital signal, and transmitting the digital signal in the form of a wireless communication protocol. The wireless diagnostic sensor link also includes a signal output device, which receives the digital signal. The signal output device is in electrical communication with the monitoring device, and is also operable for communicating with the signal input device. The signal output device converts the digital signal back to an analog signal, and sends the signal to the monitoring device in the form of a second communications protocol. | 1. A wireless diagnostic sensor link for providing wireless communication of raw data between a signal source and a monitoring device, comprising: said signal source is a transducer kit that measures a desired parameter during an operation of a vehicle in terms of a measured voltage and further including a reference voltage used by the transducer kit to determine the magnitude of the measured voltage; a signal input device having a first processor and a first analog-to-digital converter in electrical communication with said first processor, said first analog-to-digital converter is configured to receive an analog signal from said signal source and convert said analog signal to a digital signal in at least one wireless communication protocol, such that said first processor receives said digital signal from said first analog-to-digital converter; a power management system of the signal input device; a multiple pin connector connected between the signal source and the signal input device, wherein the signal input device is in a dormant state when not in use, where minimal power is used by the power management system such that the multiple pin connector is able to detect a signal received from the signal source and the power management system and a power activation switch of the power management system activates the first processor, thereby activating the signal input device; a first radio transmitter of said signal input device in electrical communication with said first processor, said first processor transmits said digital signal to said first radio transmitter; a signal output device having a second radio transmitter in wireless communication with said first radio transmitter in said at least one wireless communication protocol, wherein said first radio transmitter wirelessly transmits said digital signal to the signal output device in said at least one wireless communication protocol, wherein said digital signal transmitted by said first radio transmitter is a snapshot sample data point; a second processor of said signal output device in electrical communication with said second radio transmitter such that said second processor receives said digital signal from said second radio transmitter; and a second analog-to-digital converter of said signal output device in electrical communication with said second processor, said second analog-to-digital converter operable for receiving said digital signal from said second processor, and converting said digital signal to a second analog signal prior to sending said second analog signal to said monitoring device. | 17 | 13/314261 | 2011-12-08 | 2013-0148701 | 2013-06-13 | 9254086 | 2016-02-09 | Dearborn Group, Inc. | US |  |  |  | Anthony B. Vink ¦ Michael T. Jewell ¦ Mark P. Zachos |  |  |  | A61B-0005/0002 | A61B-0005/0002 | H04B-017/00 | H04B-017/00 ¦ H04W-008/14 ¦ A61B-005/00 | 4916006000566
US | US | P | B2 | Combination electronic device dock and dissinfector | Disclosed is a disinfecting station for at least one portable electronic device. An enclosure is adapted to receive the at least one portable electronic device therein through an openable side that includes a selectively closable door. Each electronic device is exposed to a disinfecting wavelength of light, such as UV light, to disinfect the surface of the device. The enclosure can include supports that minimally contact each device so that the device will be substantially exposed to the UV light. A control circuit can monitor the exposure time and level, and is programmable to activate the UV light based on pre-set criteria. The enclosures may be stacked and provide power and network connectivity to each device while docked therein. | 1. A disinfecting station, comprising: a substantially opaque enclosure adapted to receive at least one portable electronic device therein through at least one openable side, the enclosure further including means for selectively sealing the at least one openable side; at least one means for supporting the at least one portable electronic device; and at least one ultraviolet light source adapted to produce disinfecting wavelengths of light only when the means for selectively sealing is in a closed position; whereby, with the at least one portable electronic device supported by the at least one means for supporting within the enclosure and with the means for selectively sealing in the closed position, the at least one ultraviolet light source is activatable to produce disinfecting wavelengths of light, illuminating substantially each surface of the at least one portable electronic device for a predetermined period of time. | 29 | 14/643731 | 2015-03-10 | 2015-0182648 | 2015-07-02 | 9254342 | 2016-02-09 | ReadyDock, Inc. | US |  |  |  | David G. Engelhardt ¦ William A. Saimond |  |  |  | A61L-0002/10 | A61L-0002/10 ¦ A61L-0002/20 ¦ H02J-0007/0029 ¦ H02J-0007/0044 | A61L-002/10 | A61L-002/10 ¦ A61L-002/20 ¦ H02J-007/00 | 4916006000821
US | US | P | B2 | Multilayer helical wave filter for medical therapeutic or diagnostic applications | A multilayer helical wave filter having a primary resonance at a selected RF diagnostic or therapeutic frequency or frequency range, includes an elongated conductor forming at least a portion of an implantable medical lead. The elongated conductor includes a first helically wound segment having at least one planar surface, a first end and a second end, which forms a first inductive component, and a second helically wound segment having at least one planar surface, a first end and a second end, which forms a second inductive element. The first and second helically wound segments are wound in the same longitudinal direction and share a common longitudinal axis. Planar surfaces of the helically wound segments face one another, and a dielectric material is disposed between the facing planar surfaces of the helically wound segments and between adjacent coils of the helically wound segments, thereby forming a capacitance. | 1. A resonant multilayer helical wave filter, comprising: a) an electrical conductor, comprising: i) a first helically wound inductor segment of the electrical conductor, wherein the first inductor segment is characterized as having been formed from the electrical conductor comprising at least one first planar surface having been wound along a first length from a proximal end of the first inductor segment to a spaced apart distal end thereof; ii) a second helically wound inductor segment of the electrical conductor, wherein the second inductor segment is characterized as having been formed from the electrical conductor comprising at least one second planar surface having been wound along a second length from a distal end of the second inductor segment to a spaced apart proximal end thereof; and iii) a return segment of the electrical conductor electrically and physically connecting from the distal end of the first helically wound inductor segment to the proximal end of the second helically wound inductor segment; b) a dielectric material contacting at least the first and second helically wound inductor segments and the return segment, c) wherein the first and second helically wound inductor segments are wound in the same longitudinal direction and the first and second planar surfaces are substantially aligned facing each other in either a co-axial or co-radial relationship along their respective first and second lengths to thereby provide a bandstop filter inductance and a bandstop filter capacitance comprising a parasitic capacitance formed between the first and second planar surfaces that is sufficient to attenuate a first MRI RF pulsed frequency at or near a first RF resonant center frequency or range of frequencies. | 31 | 13/562169 | 2012-07-30 | 2012-0296190 | 2012-11-22 | 9254377 | 2016-02-09 | Greatbatch Ltd. | US | UN208980 | GREATBATCH LTD |  | Kishore Kumar Kondabatni ¦ Warren S. Dabney ¦ Robert Shawn Johnson ¦ Robert A. Stevenson ¦ Christine A. Frysz |  |  |  | A61N-0001/05 | A61N-0001/05 ¦ H03H-0001/0007 ¦ A61N-0001/3718 ¦ A61N-2001/086 ¦ H01F-0017/02 | A61N-001/00 | A61N-001/00 ¦ A61N-001/05 ¦ H03H-001/00 ¦ A61N-001/37 ¦ A61N-001/08 ¦ H01F-017/02 | 4916006000856
US | US | P | B2 | Wearable antenna assembly | A wearable device for facilitating neurophysiological treatment of a patient harboring an implanted neural stimulator is provided. The wearable device includes a transmitting antenna configured to accept one or more input signals and to transmit one or more electromagnetic signals to a neural stimulator that is implanted in a patient's body. The wearable device further includes a control circuitry configured to provide the one or more input signals to the transmitting antenna. The wearable device further includes a battery that provides electrical power to at least the control circuitry. The wearable device is configured to be worn outside the patient's body. | 1. A wearable device for facilitating treatment of a patient having an implantable neural stimulator, the wearable device configured to be worn outside a patient'ss body and comprising: a transmitting antenna assembly configured to accept one or more input signals and, in response, to transmit one or more electromagnetic signals to the implantable neural stimulator such that, solely using the one or more electromagnetic signals, the implantable neural stimulator creates stimulation pulses suitable for stimulating neural tissue; a control circuit coupled to the transmitting antenna assembly and configured to provide the one or more input signals to the transmitting antenna assembly; a battery that provides electrical power to at least the control circuit; and a plurality of layers arranged such that when the wearable device is worn, the plurality of layers are substantially parallel to a surface of the patient'ss body, the plurality of layers comprising: a ground plane; a conductor layer between the ground plane and the surface of the patient'ss body such that, when the wearable device is worn, a first side of the conductor layer is facing the ground plane and a second side of the conductor layer is facing the patient'ss body; and a dielectric layer between the conductor layer and the surface of the patient'ss body such that, when the wearable device is worn, a first side of the dielectric layer is facing the second side of the conductor layer and a second side of the dielectric layer is facing the patient'ss body, wherein the transmitting antenna assembly is tuned with the dielectric layer to sufficiently match a coupling of the surface of the patient'ss body such that a dielectric fluid is not needed between the dielectric layer and the surface of the patient'ss body to facilitate transmission of the electromagnetic signals into the patient'ss body. | 18 | 14/141197 | 2013-12-26 | 2014-0180365 | 2014-06-26 | 9254393 | 2016-02-09 | Micron Devices LLC | US |  |  |  | Laura Tyler Perryman ¦ Elizabeth Greene ¦ Chad Andresen |  |  |  | A61N-0001/37217 | A61N-0001/37217 ¦ A61N-0001/321 ¦ A61N-0001/37229 ¦ H01Q-0001/273 ¦ H01Q-0001/40 ¦ A61N-0001/3787 | A61N-001/372 | A61N-001/372 ¦ A61N-001/378 ¦ A61N-001/32 ¦ H01Q-001/27 ¦ H01Q-001/40 | 4916006000872
US | US | P | B2 | Remote movement guidance | In one example of a user-guidance system, a remote control may be configured to guide a user's physical movements by transmitting movement signals that are to be translated into haptic instructions, and cooperative actuators may be configured to be worn by the user to translate the movement signals received from the remote control into the haptic instructions. The movement signals may be translated into the haptic instructions for physical movements of any limb or extremity of the user in either of a vertical direction or a horizontal direction; after the first movement signal, the movement signals may be transmitted prior to completion of an immediately previous physical movement; and the movement signals may include horizontal and vertical directional signal components that indicate the horizontal and vertical direction for the user's next physical movement. The haptic instructions that are translated from the horizontal and vertical directional signal components may differ in either duration or magnitude. The movement signals may include horizontal directional signal components that indicate the horizontal direction for the user's next physical movement, and the haptic instructions that are translated from the horizontal directional signal components may differ in either duration or magnitude. | 1. A remote movement guidance system, comprising: a visual sensor configured to gather visual data regarding physical surroundings of a user; weight/motion sensors configured to be attached to limbs and extremities of the user and configured to measure current weight disposition and movements of the user; a remote control device configured to guide the user'ss physical movements by transmitting real-time movement signals that are to be translated into haptic instructions, wherein the real-time movement signals include velocity signal components to indicate a change in velocity for the user'ss next physical movement, and wherein the real-time movement signals for the user'ss next physical movement are determined based at least in part on the visual data gathered by the visual sensor and the current weight disposition and movements of the user measured by the weight/motion sensors; and cooperative actuators configured to be worn by the user on a belt and to translate the movement signals, received from the remote control, into the haptic instructions that include one or more coordinated pulses that guide the user'ss next movements in an activity and to provide movement guidance in the form of a tactile stimulus, wherein the haptic instructions are for physical movements of any limb or extremity of the user in either of a vertical direction or a horizontal direction, wherein the movement signals, after a first of the movement signals, are transmitted prior to completion of an immediately previous physical movement to guide the user'ss physical movement, wherein the movement signals include horizontal and vertical directional signal components that indicate the horizontal and vertical direction for the user'ss next physical movement, wherein the haptic instructions translated from the horizontal and vertical directional signal components differ in either duration or magnitude, wherein the movement signals include horizontal directional signal components that indicate the horizontal direction for the user'ss next physical movement, wherein further the haptic instructions translated from the horizontal directional signal components differ in either duration or magnitude, and wherein the haptic instructions are reconfigurable for respective limbs or extremities according to user preferences. | 31 | 13/500657 | 2011-09-16 | 2013-0069862 | 2013-03-21 | 9256281 | 2016-02-09 | Empire Technology Development LLC | US | UN296669 | Empire Technology Development LLC |  | Shmuel Ur |  |  |  | G06F-0003/01 | G06F-0003/01 ¦ A61H-0003/061 ¦ G06F-0003/011 ¦ G06F-0003/016 ¦ G09B-0019/0015 ¦ A61H-2003/063 ¦ A61H-2201/5012 ¦ A61H-2201/5061 ¦ A61H-2201/5064 ¦ A61H-2201/5092 ¦ A61H-2201/5097 ¦ A63B-2071/0027 ¦ A63B-2071/0683 ¦ A63B-2220/52 ¦ A63B-2220/803 ¦ A63B-2220/806 ¦ A63B-2225/20 ¦ A63B-2225/50 ¦ A63B-2244/18 ¦ A63B-2244/19 ¦ A63B-2244/24 | G06F-003/01 | G06F-003/01 ¦ G09B-019/00 ¦ A61H-003/06 ¦ A63B-071/00 ¦ A63B-071/06 | 4916006002740
US | US | P | B2 | Medical monitoring method and device integrating central monitoring function | A method for realizing a central monitoring server by using an individual patient monitor device is provided, and the patient monitor device ( 301 ) can monitor the patient's physiological parameter and simultaneously can collect and process the data from the other monitor devices through wired or wireless LAN (Local area network). The running state and the patient's information of the other monitors can be looked over on this monitor ( 301 ). The monitor ( 301 ) can display this monitoring measurement information and simultaneously display all the patients' information of the other monitors which are networked with it, and the other networked monitors can also be controlled by this monitor ( 301 ). The monitor ( 301 ) can use a single-screen or multi-screen display, and the displaying content can be the same or not. | 1. A medical monitoring method integrating central monitoring function, comprising: displaying a running mode selection menu; judging user-selected running mode and when a central monitoring server mode is selected, a broadcast order is sent to the network terminal and a correlative data source is searched at the network terminal; when the correlative data source is found, a data source address is picked up to connect with a terminal of the said address so as to obtain real-time data of said terminal and place the said real-time data in a data bag; analyzing the real-time data in the data bag to obtain analyzed data information and display information; displaying the display information in the form of a menu and when one of the data bags is selected, detailed information of the data bag is displayed and the terminal corresponding to the data bag is controlled according to the address information of the said data bag; wherein control of the terminal corresponding to the data bag includes: sending control instructions to the controlled terminal corresponding to the selected data bag, said controlled terminal responding to the control instructions, acting to obtain result data, and then receiving said result data; wherein judging the user-selected running mode comprises: when central monitoring server mode is selected, the broadcast order is sent to the network terminal and the correlative data source is searched at the network terminal; when local monitoring mode is selected, a medical monitoring device judges whether the broadcast order is received from the network, and, if so, picks up the original address of the broadcast order, connects with the terminal corresponding to said address according to that address and sends corresponding local data to said terminal, and, if not, reads and displays the local data or when the mixed mode of local monitoring and central monitoring is selected, the medical monitoring device sends the broadcast order to the networked terminal, searches the correlative data source of the terminal on the network and simultaneously judges whether the broadcast order is received from the network. | 8 | 13/582451 | 2010-10-15 | 2012-0331138 | 2012-12-27 | 9256712 | 2016-02-09 | Edan Instruments, Inc. | CN | UN254086 | SHENZHEN EDAN INSTRUMENTS INC. |  | Shuo Sun ¦ Liangkuan Chen ¦ Zengqiang Zhang | 2010-10504992 | CN | 2010-10-13 | G06F-0019/3418 | G06F-0019/3418 ¦ A61B-0005/002 ¦ A61B-0005/0205 ¦ G06F-0019/322 ¦ G06F-0019/327 ¦ G06F-0019/3406 | G06F-019/00 | G06F-019/00 ¦ H04L-012/28 ¦ A61B-005/00 ¦ A61B-005/021 ¦ A61B-005/0402 ¦ A61B-005/0205 | 4916006003168
US | US | P | B1 | Method for providing health care service to a patient utilizing an electronic display | An electronic display and lighting arrangement for viewing by, and illumination for, a person in a resting position includes: an electronic display assembly including a first carriage movable along a translation axis, a first pivot arm coupled to the first carriage with the first pivot arm pivotable about a first pivot axis, and an electronic display coupled to the first pivot arm; and a lighting assembly including a second carriage movable in a direction parallel to the translation axis, and a light coupled to the second carriage and adjustably positionable by movement of the second carriage. The electronic display is adjustably positionable both along the translation axis by movement of the first carriage, and about the first pivot axis by movement of the first pivot arm about the first pivot axis. | 1. A method for providing health care service to a patient, comprising utilizing an electronic display including a display screen to present video to the patient receiving health care service while the patient is supported on an apparatus in a resting position, the method including positioning, (a) a light such that the light illuminates a portion of the head of the patient, and (b) the electronic display such that the electronic display is suspended vertically directly above the head of the patient with the display screen disposed in an orientation facing the head of the patient for viewing by the patient without the light obstructing the viewing by the patient, including moving, (i) a first pivot arm relative to a horizontal plane, (ii) a first carriage relative to an overhead track, and (iii) the electronic display relative to the first pivot arm, (iv) wherein the electronic display is coupled to the first pivot arm, the first pivot arm is coupled to the first carriage, and the first carriage is coupled to the overhead track. | 20 | 14/195667 | 2014-03-03 |  |  | 9256911 | 2016-02-09 | TGR INTELLECTUAL PROPERTIES, LLC | US |  |  |  | Shannon G. Parsons |  |  |  | G06Q-0050/22 | G06Q-0050/22 ¦ A61G-0015/10 ¦ F16M-0011/04 ¦ F21V-0021/26 ¦ H05K-0007/16 ¦ A61B-0019/5202 ¦ A61G-0013/10 ¦ F16M-2200/041 ¦ F21S-0008/043 ¦ G06F-0019/322 ¦ H05K-0005/0017 | G06Q-050/22 | G06Q-050/22 ¦ F21V-021/26 ¦ H05K-007/16 ¦ A61G-015/10 ¦ F16M-011/04 ¦ A61B-019/00 ¦ F21S-008/04 ¦ H05K-005/00 ¦ A61G-013/10 ¦ G06F-019/00 | 4916006003366
US | US | P | B2 | Systems and methods for optically induced cutaneous sensation | The present disclosure relates to systems and methods for inducing a cutaneous sensation in a user of an electronic device. Such systems and methods may include a stimulation system configured to generate an output operable to excite neural tissue. An interface component may be configured to direct the output of the stimulation system onto a target area of skin of the user, and a controller may be configured to generate a control signal to cause the stimulation system to modify one or more characteristics of the output of the stimulation system in order to induce a cutaneous sensation. The cutaneous sensation may be based on a tactile application executable on the electronic device that is configured to generate a representation of a simulated object. Further, a stimulation profile may represent at least one present stimulation area and at least one prior stimulation area. | 1. A system configured to induce a cutaneous sensation in a user of an electronic device based upon a tactile application executable on the electronic device, the system comprising: a stimulation system configured to generate an output operable to excite neural tissue; an interface component configured to direct the output of the stimulation system onto a target area of skin of the user; and a controller configured to generate a control signal to cause the stimulation system to modify one or more characteristics of the output of the stimulation system in order to induce a cutaneous sensation based on: a tactile application executable on the electronic device, the tactile application configured to generate a representation of a simulated object, and a stimulation profile representing at least one present stimulation area and at least one prior stimulation area, the profile further representing a time associated with a prior stimulation of the prior stimulation area; wherein the output of the stimulation system is controlled to elicit a desired sensation in proximity to one of a curve, a corner, and a change in direction to maintain a constant level of stimulation by at least one of: selectively omitting at least one stimulation point and varying an intensity of the output. | 24 | 14/073743 | 2013-11-06 | 2014-0306812 | 2014-10-16 | 9257021 | 2016-02-09 | PINE DEVELOPMENT CORPORATION | US |  |  |  | William J. Yu ¦ Alexander A. Brownell |  |  |  | G08B-0006/00 | G08B-0006/00 ¦ G06F-0003/011 ¦ G06F-0003/016 ¦ G06F-0003/0488 ¦ G06F-0003/0416 | H04B-003/36 | H04B-003/36 ¦ G06F-003/033 ¦ G06F-003/041 ¦ A61F-002/00 ¦ G08B-006/00 ¦ G06F-003/01 ¦ G06F-003/0488 | 4916006003474
US | US | P | B2 | Small intestine endoscope training simulator | It is possible to provide a small intestine endoscope training simulator ( 11 ) which allows to obtain a feeling similar to that of inserting an endoscope ( 38 ) into the small intestine ( 34 ) of the living body ( 30 ) and learn the actual operation of the endoscope ( 38 ). This training simulator ( 11 ) includes a plurality of longitudinal elastic members ( 32 ) for applying an elastic force to each of a plurality of portions of a simulated small intestine ( 13 ). One end portion sides of the plurality of longitudinal elastic members ( 32 ) are respectively attached to the first attachment portions ( 27 ) on the simulated small intestine ( 13 ) side. The other end portion sides of the plurality of longitudinal elastic members ( 32 ) are respectively attached to the second attachment portions ( 33, 57 ) on the case ( 12 ) side. | 1. A small intestine endoscope training simulator comprising: a case comprising a case main body that simulates the size and shape of an abdominal region of the human body having a space for a simulated abdominal cavity; a simulated large intestine accommodated in the space for said simulated abdominal cavity; a sheet laid over said simulated abdominal cavity; an opening provided in said sheet; and a simulated small intestine accommodated in the space for said simulated abdominal cavity, comprising: a plurality of longitudinal elastic members for applying an elastic force to a plurality of portions of said simulated small intestine, wherein a first end portion of each longitudinal elastic member is attached to a first attachment portion on the simulated small intestine, a second end portion of each of said longitudinal elastic members is tied to a second attachment portion on said case, each of said plurality of longitudinal elastic members comprises a rubber string, said plurality of rubber strings are substantially gathered together at the second end portions thereof, wherein a first portion of said simulated small intestine is positioned on top of said sheet outside of said simulated abdominal cavity and a second portion of the simulated small intestine is positioned below said sheet inside said simulated abdominal cavity such that the simulated small intestine passes through the opening in the sheet and is connected to said simulated large intestine under the sheet inside said simulated abdominal cavity, and wherein said sheet substantially covers said simulated large intestine and the second portion of the simulated small intestine in the simulated abdominal cavity. | 19 | 13/394427 | 2010-07-27 | 2012-0164616 | 2012-06-28 | 9257055 | 2016-02-09 | SHOWA UNIVERSITY ¦ KOKEN CO., LTD. | JP ¦ JP | UN136938 ¦ UN216488 | SHOWA UNIVERSITY ¦ KOKEN KK |  | Yutaka Endo ¦ Hiroshi Uno | 2009-205849 | JP | 2009-09-07 | G09B-0023/285 | G09B-0023/285 ¦ A61B-0001/00057 | G09B-023/30 | G09B-023/30 ¦ G09B-023/28 ¦ A61B-001/00 | 4916006003508
US | US | P | B2 | Electromagnetic wave generator and bit generator using oscillation of charged particles | An electromagnetic wave generator includes first and second electrodes facing each other and spaced apart from each other; a chargeable particle disposed between the first and second electrodes; a voltage source which applies a voltage between the first and second electrodes; and an antenna electrically connected to one of the first and second electrodes and which radiates an electromagnetic wave due to induced current oscillation based on the applied voltage. | 1. An electromagnetic wave generator comprising: a first electrode and a second electrode facing and spaced apart from the first electrode; a chargeable particle disposed between the first and the second electrodes; a voltage source which applies a voltage between the first and the second electrodes; and an antenna which is electrically connected to one of the first and the second electrodes and which radiates an electromagnetic wave due to induced current oscillation based on the applied voltage, wherein the voltage source applies a direct current (DC) voltage between the first and the second electrodes, and wherein the induced current oscillation is generated due to self-sustained oscillation of the chargeable particle based on the applied DC voltage. | 48 | 13/793014 | 2013-03-11 | 2014-0042335 | 2014-02-13 | 9257209 | 2016-02-09 | SAMSUNG ELECTRONICS CO., LTD. | KR | UN000001 | Samsung Electronics Co.,Ltd. |  | Sung-nae Cho | 10-2012-0086940 ¦ 10-2013-0009448 | KR ¦ KR | 2012-08-08 ¦ 2013-01-28 | G21K-0005/04 | G21K-0005/04 ¦ H01Q-0007/00 ¦ H03K-0019/02 ¦ G11C-0011/21 ¦ H01L-0027/016 ¦ H01L-0028/40 | H05G-002/00 | H05G-002/00 ¦ G21K-005/04 ¦ H03K-019/02 ¦ H01Q-007/00 ¦ H01L-049/02 ¦ G11C-011/21 ¦ H01L-027/01 | 4916006003661
US | US | P | B2 | Hybrid interconnect | A connector for connection to terminals of an integrated circuit. The connector consists of a dielectric substrate having a first side and a second side. The connector has wire bond terminals which are attached to the first side of the substrate and configured to receive wire bonds connected to a first set of the terminals of the integrated circuit. The connector also has solder bump terminals, attached to the second side of the substrate so as to be insulated from the wire bond terminals, the solder bump terminals being configured to be coupled via solder balls with a second set of the terminals of the integrated circuit. | 1. Apparatus, comprising: an integrated circuit comprising a first set of terminals and a second set of terminals: wire bonds connected to the first set of terminals; and a connector connected to the integrated circuit, the connector comprising: a dielectric substrate having a first side and a second side; wire bond terminals, attached to the first side of the substrate, that receive the wire bonds; and solder bump terminals, attached to the second side of the substrate so as to be insulated from the wire bond terminals, and coupled via solder balls with the second set of terminals of the integrated circuit, wherein the solder bump terminals are arranged in a solder bump terminal configuration, and the second set of terminals of the integrated circuit are arranged in an integrated circuit terminal configuration which is congruent to the solder bump terminal configuration. | 9 | 13/933145 | 2013-07-02 | 2015-0011832 | 2015-01-08 | 9257763 | 2016-02-09 | GYRUS ACMI, INC. | US | UN297033 | Gyrus ACMI LP |  | Shai Finkman ¦ Adi Navve |  |  |  | H01R-0012/712 | H01R-0012/712 ¦ A61B-0001/00131 ¦ H01L-0024/81 ¦ H01L-0027/1469 ¦ H05K-0001/117 ¦ H05K-0003/368 ¦ H05K-2201/094 ¦ H05K-2201/09409 ¦ H05K-2201/09709 ¦ H05K-2201/10151 ¦ H05K-2203/041 ¦ H05K-2203/049 | H05K-007/10 | H05K-007/10 ¦ H05K-007/12 ¦ H01R-012/71 ¦ H01L-023/00 ¦ H01L-027/146 ¦ A61B-001/00 ¦ H05K-001/11 ¦ H05K-003/36 | 4916006004206
US | US | P | B2 | Multi-mode communication ingestible event markers and systems, and methods of using the same | A device including an integrated circuit, a partial power source, including first and second materials associated with the integrated circuit is disclosed. The first and second materials are configured to provide a voltage potential difference when in contact with a conductive fluid to power up the device. A signal amplification element secured around the integrated circuit relative to the first and second materials is configured to facilitate extension of a current flow path between the first and second materials. A modulator is configured to control conductance between the first and second materials to generate a detectable signal that is partially defined by the current flow extending through the conductive fluid. A communication module is coupled to the partial power source and is configured to communicate with a receiver and an antenna electrically coupled to the communication module, which uses the antenna to communicate with the receiver. | 1. A device, comprising: a integrated circuit component; a partial power source comprising: a first material associated with the integrated circuit component; a second material different from the first material, wherein the second material is associated with the integrated circuit component, wherein the first and second materials are configured to provide a voltage potential difference when in contact with a conductive fluid and, upon contact with the conductive fluid, power up the device; a signal amplification element secured around the integrated circuit component and positioned relative to the first and second materials, wherein the signal amplification element is configured to facilitate extension of a path of a current flow between the first material and the second material; a modulator associated with the integrated circuit component and electrically connected to the first material and the second material, wherein the modulator is configured to control conductance between the first material and the second material to generate a detectable signal, wherein the detectable signal is at least partially defined by the current flow that extends through the conductive fluid; at least one communication module coupled to the partial power source, wherein the at least one communication module is configured to communicate with a receiver; and an antenna electrically coupled to the at least one communication module, wherein the at least one communication module uses the antenna to communicate with the receiver. | 25 | 14/699809 | 2015-04-29 | 2015-0318901 | 2015-11-05 | 9258035 | 2016-02-09 | Proteus Digital Health, Inc. | US | UN104243 | Proteus Digital Health, Inc. |  | Timothy Robertson ¦ Mark Zdeblick |  |  |  | H04B-0005/0062 | H04B-0005/0062 ¦ A61B-0005/073 ¦ A61B-0005/4833 ¦ A61B-0005/4839 ¦ A61B-0005/4848 ¦ A61B-0005/6861 ¦ G06K-0007/10297 ¦ A61B-0005/0031 ¦ A61B-2562/08 ¦ A61B-2562/162 | H04Q-005/22 | H04Q-005/22 ¦ H04B-005/00 ¦ A61B-005/00 ¦ A61B-005/07 ¦ G06K-007/10 | 4916006004478
US | US | P | B2 | Closed loop, optical feedback synchronization system for imaging applications | A closed loop, optical feedback synchronization system provides real time feedback and control of a light emitting fiber when scanning or displaying an image. The light emitting fiber is driven by an actuator in an angular pattern to scan the image. Light reflected from a lens assembly is received by an optical synchronizer integrated circuit that includes a slot located between walls of the circuit. The reflected light is directed toward a multi-mode fiber in optical communication with the circuit. A radial position of the reflected light as it passes the slot may be used to compensate for a drift in angular velocity of the light emitting fiber. | 1. A closed loop, optical feedback synchronization system comprising: a light source that emits light; a lens assembly coupled to a barrel; a single mode fiber for directing the emitted light toward the lens, the single mode fiber having a cantilevered portion extending into the barrel; a driving mechanism for vibrationally deflecting the cantilevered portion of the single mode fiber in accordance with a frequency mode; a multi-mode fiber for receiving light reflected from the lens; a housing; a plurality of conductors extending through the housing; and a synchronizer assembly having a synchronizer body and a synchronizer integrated circuit received in a recess formed in the body, and wherein the synchronizer integrated circuit includes a slot configured to direct the reflected light from the lens assembly to the multi-mode fiber. | 19 | 14/223664 | 2014-03-24 | 2015-0270945 | 2015-09-24 | 9258108 | 2016-02-09 | Gerald McMorrow | US |  |  |  | Gerald McMorrow |  |  |  | H04L-0007/0075 | H04L-0007/0075 ¦ A61B-0001/00172 ¦ G02B-0026/103 ¦ H04B-0010/2581 ¦ A61B-0005/0051 ¦ A61B-0005/0062 | G02B-006/00 | G02B-006/00 ¦ H04L-007/00 ¦ H04B-010/2581 ¦ G02B-026/10 ¦ A61B-001/00 ¦ A61B-005/00 | 4916006004551
US | US | P | B2 | ECG measuring device and method thereof | The present invention discloses at least two electrodes disposed at the body of the ECG measuring device of the present invention. When a user normally uses the ECG measuring device, the two electrodes are just adhered to the hands and the face of the user. The ECG measuring method of the present invention is to measure a first ECG signal from the left hand to the left side of face of the user and a second ECG signal from the right hand to the right side of face of the user. Then a plurality of ECG features are obtained from the first ECG signal, the second ECG signal and the result, as related coefficients, of the interactive computing, as a method of plus and subtract, of the first ECG signal and the second ECG signal. Hence, a biometric authorization process is engaged according to the plurality of ECG features. | 1. An electrocardiogram (ECG) measuring device, which measures subsets of Lead-I ECG vector, comprising: a first electrode, disposed at a lateral surface or a back surface of a body of the measuring device; a second electrode, disposed at a front surface of the body of the measuring device; and a microprocessor, electrically connected with the first electrode and the second electrode, the microprocessor capturing a first ECG signal when the first electrode and the second electrode touch the left hand and the left side of face of a user respectively, capturing a second ECG signal when the first electrode and the second electrode touch the right hand and the right side of face of the user respectively, and captures an entire ECG signal defined as a Lead-I ECG signal when the first electrode and the second electrode touch the left hand and right hand of the user respectively; wherein the microprocessor subtracts the first ECG signal and the second ECG signal from the entire ECG signal so as to obtain a third ECG signal, and engages the first ECG signal, the second ECG signal and the third ECG signal in a noise filtering process; wherein the microprocessor compares the first ECG signal, the second ECG signal and the third ECG signal with an ECG template, and determines whether the first ECG signal, the second ECG signal and the third ECG signal pass a prescreen process; wherein the microprocessor determines that the user does not pass a biometric authorization process if the first ECG signal, the second ECG signal and the third ECG signal do not pass the prescreen process, and the microprocessor extracts a first preset amount of ECG features from the first ECG signal, a second preset amount of ECG features from the second ECG signal, and a third preset amount of ECG features from the third ECG signal if the first ECG signal, the second ECG signal and the third ECG signal pass the prescreen process, and the user is engaged in the biometric authorization process according to the first preset amount, the second preset amount and the third preset amount of ECG features simultaneously. | 12 | 14/066029 | 2013-10-29 | 2014-0120876 | 2014-05-01 | 9258300 | 2016-02-09 | TZU CHI UNIVERSITY | TW |  |  |  | Tsu-Wang Shen |  |  |  | H04L-0063/0861 | H04L-0063/0861 ¦ A61B-0005/04525 ¦ A61B-0005/117 ¦ A61B-0005/6898 ¦ G06K-0009/00536 ¦ G06K-0009/00885 ¦ H04W-0012/06 ¦ G06K-2009/00939 | G06F-021/00 | G06F-021/00 ¦ H04L-029/06 ¦ H04W-012/06 ¦ A61B-005/0452 ¦ A61B-005/00 ¦ A61B-005/117 ¦ G06K-009/00 | 4916006004742
US | US | P | B2 | Analyte data retriever | Methods and apparatus, including computer program products, are provided for processing analyte data. In some example implementations, a method may include receiving, at a first processing system including a user interface, an installation package including a plug-in and code configured to provide at the first processing system an interface between a sensor system configured to measure an analyte concentration level in a host and a second processing system; storing, by the first processing system, the installation package in a location based on a role of a user initiating the installation of the code; installing the plug-in for the user interface to enable the plug-in to control one or more aspects of an installation of the code; and initiating, by at least the plug-in, the installation of the code at the first processing system to provide the interface. Related systems, methods, and articles of manufacture are also disclosed. | 1. A method comprising: retrieving, using a first processing system comprising an interface, analyte sensor data from an analyte sensor system configured to measure an analyte concentration level in a host; and forwarding, by the interface, the received analyte sensor data as a pass-through by at least forwarding the received analyte sensor data to a second processing system coupled to the interface via a network including an internet, wherein the pass-through comprises forwarding the received analyte sensor data without storing the received analyte sensor data in a persistent storage at the first processing system comprising the interface so that the received analyte sensor data is automatically deleted from any computer memory of the first processing system after the forwarding of the received analyte data to the second processing system. | 17 | 13/734576 | 2013-01-04 | 2014-0095577 | 2014-04-03 | 9258350 | 2016-02-09 | DexCom, Inc. | US | UN192626 | DEXCOM INC |  | Daniel N. Root ¦ Justin E. Schumacher ¦ Adam R. Greene ¦ Stewart Alan Shields |  |  |  | H04L-0067/02 | H04L-0067/02 ¦ G06F-0019/30 ¦ G06F-0019/345 ¦ G06F-0019/3412 ¦ G06F-0019/3418 ¦ G06F-0021/6245 ¦ H04L-0067/12 ¦ H04L-0063/0428 ¦ H04L-0063/18 | A61B-005/157 | A61B-005/157 ¦ H04L-029/08 ¦ G06F-021/62 ¦ G06F-019/00 ¦ A61B-005/145 ¦ H04L-029/06 | 4916006004792
US | US | P | B2 | Closed loop athlete training system | An athletic training system includes a personal electronic device having a processor, a memory, and a GPS sensor. The processor runs an application that calculates at least one of distance traveled, elevation change, and speed, of the user carrying the personal electronic device, and based upon location information obtained from the GPS sensor provides a training-related message to the user based upon at least one of the calculated distance traveled, elevation change, and speed. | 1. An athletic training system comprising: a personal electronic device comprising a processor, a memory, and a Global Positioning System (GPS) sensor; the processor configured to: calculate at least one of distance traveled, elevation change, and speed based upon location information obtained from the Global Positioning System sensor, select one or more songs stored in the memory to play to the personal electronic device, and receive user training preferences including an ambient temperature range, receive weather information, and provide a training-related message based on the user training preferences and weather information. | 13 | 14/216762 | 2014-03-17 | 2014-0273925 | 2014-09-18 | 9258678 | 2016-02-09 | Harman International Industries, Incorporated | US | UN120113 | HARMAN INT IND |  | Seth D. Burgett ¦ Effrosini A. Karayiannis ¦ Richard J. Daniels ¦ Michael Joseph Spenner |  |  |  | H04W-0004/027 | H04W-0004/027 ¦ A61B-0005/681 ¦ A61B-0005/6803 ¦ G06F-0019/3481 ¦ G09B-0019/0038 ¦ H04M-0001/72558 ¦ H04M-0001/72572 ¦ H04M-0015/58 ¦ A61B-0005/0024 ¦ A61B-0005/02055 ¦ A61B-0005/02438 ¦ A61B-0005/1118 ¦ A61B-0005/14517 ¦ A61B-0005/14532 ¦ A61B-0005/14542 ¦ A61B-0005/4875 ¦ A61B-0005/7495 ¦ A61B-2503/10 ¦ H04L-0067/12 ¦ H04M-2250/12 | H04M-011/00 | H04M-011/00 ¦ H04W-004/02 ¦ H04M-015/00 ¦ H04M-001/725 ¦ G06F-019/00 ¦ G09B-019/00 ¦ H04L-029/08 ¦ A61B-005/00 ¦ A61B-005/0205 ¦ A61B-005/024 ¦ A61B-005/11 ¦ A61B-005/145 | 4916006005116
US | US | P | B2 | Throughput-based active mode trigger | A method and apparatus for reducing gaps in data transmission between a device and at least one wireless access point connecting the first device to a central monitoring system. The device includes a radio that enables bidirectional data communication between the device and the at least one wireless access point, the radio being able to operate in a power save mode and an active transmission mode. A control processor selectively monitors a type and amount of data being transmitted between the radio and the at least one wireless access point to predict an occurrence of a gap in data transmission between the device and the at least one access point. The control processor, in response to predicting a gap in data transmission, automatically switches an operational mode of the radio from the power save mode to the active transmission mode for a predetermined amount of time enabling full bidirectional communication between the device and the at least one wireless access point for the predetermined amount of time preventing the gap in data transmission. | 1. An apparatus for reducing gaps in data transmission between a device and at least one wireless access point, the apparatus comprising: a radio that enables bidirectional data communication between the device and the at least one wireless access point, the radio being able to operate in a power save mode and an active transmission mode; and a control processor that selectively monitors an amount of data being transmitted between the radio and the at least one wireless access point to predict an occurrence of a gap in data transmission between the device and the at least one access point, the control processor, in response to predicting a gap in data transmission, automatically switches an operational mode of the radio from the power save mode to the active transmission mode for a predetermined amount of time enabling communication between the device and the at least one wireless access point for the predetermined amount of time; wherein said control processor predicts an occurrence of a gap in data transmission by comparing a monitored amount of data to a predefined range of data amounts to determine whether the monitored amount of data is at least one of below a lower limit of the predefined range or above an upper limit of the predefined range. | 22 | 14/234432 | 2011-08-03 | 2014-0153434 | 2014-06-05 | 9258720 | 2016-02-09 | Draeger Medical Systems, Inc. | US | UN190852 | DRAEGER MEDICAL SYSTEMS INC |  | Georgios Kokovidis ¦ Kurt Robert Bianculli |  |  |  | H04W-0024/02 | H04W-0024/02 ¦ A61B-0005/0015 ¦ H04L-0067/12 ¦ H04W-0052/0235 ¦ H04W-0052/0238 ¦ A61B-0005/0006 ¦ A61B-0005/0215 ¦ A61B-0005/14551 ¦ A61B-2560/0209 ¦ G06F-0019/3418 ¦ Y02B-0060/50 | G08C-017/00 | G08C-017/00 ¦ H04W-024/02 ¦ H04W-052/02 ¦ H04L-029/08 ¦ G06F-019/00 ¦ A61B-005/00 ¦ A61B-005/0215 ¦ A61B-005/1455 | 4916006005158
US | US | P | B2 | Biocompatible bonding method suitable for implantation | The invention is directed to a method of bonding a hermetically sealed electronics package to an electrode or a flexible circuit and the resulting electronics package, that is suitable for implantation in living tissue, such as for a retinal or cortical electrode array to enable restoration of sight to certain non-sighted individuals. The hermetically sealed electronics package is directly bonded to the flex circuit or electrode by electroplating a biocompatible material, such as platinum or gold, effectively forming a plated rivet-shaped connection, which bonds the flex circuit to the electronics package. The resulting electronic device is biocompatible and is suitable for long-term implantation in living tissue. | 1. A method of making an implantable device comprising: forming a substrate including an electrically non-conductive body and electrically conductive feedthroughs through the electrically non-conductive body; forming first bond pads on a first side of the substrate electrically connected to the feedthroughs; attaching electronics to a second side of the of the substrate and electrically connecting the electronics to the feedthroughs; attaching a cover to the second side of the substrate forming a hermetic package enclosing the electronics; forming a flexible circuit having a first polymer layer, conductive traces on the first polymer layer, and a second polymer layer on the conductive traces, the first polymer layer defining voids connecting second bond pads to the conductive traces; and aligning the first bond pads with the second bond pads and bonding the flexible circuit to the substrate. | 17 | 14/516476 | 2014-10-16 | 2015-0296628 | 2015-10-15 | 9258902 | 2016-02-09 | Second Sight Medical Products, Inc. | US | UN120826 | SECOND SIGHT MEDICAL PROD INC |  | Robert J Greenberg ¦ Neil H Talbot ¦ Jerry Ok ¦ Jordan M Neysmith ¦ David D Zhou |  |  |  | H05K-0003/188 | H05K-0003/188 ¦ A61N-0001/36046 ¦ H05K-0001/028 ¦ H05K-0001/111 ¦ H05K-0001/115 ¦ H05K-0003/10 ¦ H05K-0003/305 ¦ H05K-0003/321 ¦ H05K-0003/4644 ¦ H05K-0013/0469 ¦ H05K-2203/05 ¦ H05K-2203/06 ¦ H05K-2203/09 ¦ H05K-2203/107 | H05K-003/10 | H05K-003/10 ¦ H05K-003/18 ¦ A61N-001/36 ¦ H05K-003/32 ¦ H05K-003/30 ¦ H05K-003/46 ¦ H05K-013/04 ¦ H05K-001/11 ¦ H05K-001/02 | 4916006005339
US | US | P | B2 | Endoscopic arrangement | Endoscopic arrangement comprising a first distal end, an imaging device arranged at the first distal end, a first proximal end for connection to a supply unit, a data transmission element embodied as a light guide and having a second distal end and a second proximal end, and comprising an electro-optical converter, wherein the electro-optical converter is configured to convert digital data generated by the imaging device into an optical signal, wherein the data transmission element at its second distal end is optically coupled to the electro-optical converter for coupling the optical signal into the data transmission element, wherein the imaging device comprises at least two data outputs each having a digital output signal, and wherein a first signal converter is provided between the imaging device and the electro-optical converter for combining the digital output signals into a digital combined output signal. | 1. An endoscopic arrangement comprising: a first distal end; an imaging device arranged at the first distal end, the imaging device having at least two digital data outputs, each of the at least two digital data outputs outputting a digital output signal; a first signal converter combining the digital output signals from each of the at least two digital data outputs of the imaging device into a digital combined output signal; a first proximal end for connection to a supply unit; and a data transmission element embodied as a light guide and having a second distal end and a second proximal end, the data transmission element comprising an electro-optical converter optically coupled to the data transmission element at the second distal end, the electro-optical converter configured to convert the digital combined output signal generated by the imaging device into an optical signal, wherein the first signal converter is located between the imaging device and the electro-optical converter arranged at the first distal end of the endoscopic arrangement. | 21 | 13/541269 | 2012-07-03 | 2013-0012777 | 2013-01-10 | 9247867 | 2016-02-02 | Karl Storz GmbH & Co. KG | DE | UN138496 | STORZ KARL & CO KG |  | Eckhart Baum ¦ Klaus-Martin Irion ¦ Peter Schwarz ¦ Daniel Efinger | 10-2011-106386 | DE | 2011-07-04 | A61B-0001/0653 | A61B-0001/0653 ¦ A61B-0001/00013 ¦ A61B-0001/00029 ¦ A61B-0001/00126 ¦ A61B-0001/00165 ¦ A61B-0001/051 ¦ H04B-0010/25 ¦ H04B-0010/807 ¦ A61B-0001/0002 ¦ A61B-0001/00016 ¦ A61B-0001/0017 ¦ A61B-0001/041 | A61B-001/04 | A61B-001/04 ¦ A61B-001/06 ¦ A61B-001/00 ¦ A61B-001/05 ¦ H04B-010/80 ¦ H04B-010/25 | 4916005000750
US | US | P | B2 | Biometric monitoring device having a body weight sensor, and methods of operating same | A system comprising a biometric monitoring device including a housing including a platform to receive at least one foot of the user, a body weight sensor to generate body weight data, processing circuitry to calculate user weight data which corresponds to the user's weight, using the body weight data, and communication circuitry to: (a) receive user identification data which identifies the user or a portable activity monitoring device, and (b) transmit the user weight data to data storage associated with the user identification data. The system further includes the portable activity monitoring device including a housing having a physical size and shape that is adapted to couple to the user's body, a sensor to generate sensor data, and communication circuitry to receive physiologic data which is based on the user weight data, and processing circuitry to calculate activity data using the sensor data and physiologic data. | 1. A biometric monitoring system, the biometric monitoring system comprising: a first housing configured to be placed on a flat horizontal surface and including a platform configured to receive at least one foot of a user and capable of supporting the body weight of the user; a body weight sensor, interconnected with the housing, and configured to generate body weight data that is representative of a weight of the user and output the body weight data to processing circuitry; a photoplethysmographic heart rate sensor including one or more pairs of light-emitting diodes (LEDs) and photodetectors located within the first housing, wherein each LED/photodetector pair is positioned so as to obtain photoplethysmographic measurements of the user'ss heart rate from the at least one foot of the user when the user is standing on the platform; and the processing circuitry, the processing circuitry communicatively coupled to the body weight sensor, communicatively coupled to the photoplethysmographic heart rate sensor, and configured to calculate user weight data that corresponds to the weight of the user using the body weight data. | 30 | 14/493156 | 2014-09-22 | 2015-0011845 | 2015-01-08 | 9247884 | 2016-02-02 | Fitbit, Inc. | US | UN296457 | Fitbit, Inc. |  | Shelten Gee Jao Yuen ¦ Eric Nathan Friedman ¦ James Park |  |  |  | A61B-0005/0205 | A61B-0005/0205 ¦ A61B-0005/0002 ¦ A61B-0005/0022 ¦ A61B-0005/0024 ¦ A61B-0005/0059 ¦ A61B-0005/02007 ¦ A61B-0005/0402 ¦ A61B-0005/053 ¦ A61B-0005/107 ¦ A61B-0005/1118 ¦ A61B-0005/4872 ¦ A61B-0005/7275 ¦ A61B-0005/742 ¦ G01G-0019/44 ¦ G01G-0019/50 ¦ G01G-0023/3728 ¦ G06F-0003/0412 ¦ G06F-0019/32 ¦ G06F-0019/3406 ¦ G06F-0019/3418 ¦ G06F-0019/3431 ¦ G06F-0019/3475 ¦ G06F-0019/3481 ¦ G06F-0021/32 ¦ G06Q-0050/22 ¦ G09B-0005/00 ¦ A61B-0005/021 ¦ A61B-0005/02416 ¦ A63B-2220/803 ¦ A63B-2225/50 ¦ A63B-2230/75 ¦ Y10S-0128/92 | A61B-005/00 | A61B-005/00 ¦ A61B-005/0205 ¦ G01G-019/44 ¦ A61B-005/11 ¦ G06F-019/00 ¦ G01G-023/37 ¦ G06Q-050/22 ¦ G01G-019/50 ¦ A61B-005/0402 ¦ A61B-005/053 ¦ G06F-021/32 ¦ G09B-005/00 ¦ G06F-003/041 ¦ A61B-005/02 ¦ A61B-005/107 ¦ G01G-023/00 ¦ A61B-005/021 ¦ A61B-005/024 | 4916005000767
US | US | P | B2 | Surgical instrument with ultrasonic transducer having integral switches | An ultrasonic surgical device comprises a handle assembly, a shaft assembly, and a removable transducer module. The transducer module includes a waveguide, a locking mechanism, and an electronics assembly including at least one button. The handle assembly includes a trigger assembly configured to actuate the button(s) of the electronics assembly when the transducer module is coupled with the handle assembly. The shaft assembly engages the waveguide of the transducer module and is disposed at the distal end of the handle assembly. The distal end of the shaft assembly includes a harmonic blade. When assembled with the handle assembly, the transducer module is capable of providing ultrasonic energy to the harmonic blade. | 1. A method of assembling a surgical device, the surgical device comprising a detachable transducer module and a handle defining a cavity, wherein the transducer module is operable to generate ultrasonic vibrations in response to electrical power, wherein the transducer module comprises a switch member, wherein the handle comprises a shaft assembly and an activation feature, wherein the activation feature comprises at least one lever member operable to directly engage the switch member of the transducer module to selectively activate the transducer module, wherein at least part of the shaft assembly is configured to acoustically communicate with the transducer module such that the at least part of the shaft assembly is operable to transmit ultrasonic vibrations from the transducer module, the method comprising: (a) angling the transducer module downwardly toward the cavity; (b) coupling the transducer module with the shaft assembly; (c) registering the switch member of the transducer module by causing the lever member of the activation feature of the handle to directly engage the switch member of the transducer module; and (d) depressing the transducer module into the cavity to fully seat the transducer module in the cavity. | 3 | 13/274516 | 2011-10-17 | 2012-0116264 | 2012-05-10 | 9247986 | 2016-02-02 | Ethicon Endo-Surgery, LLC | US | UN000514 | ETHICON ENDO SURGERY INC |  | Wells D. Haberstich ¦ Kevin L. Houser |  |  |  | A61B-0018/1442 | A61B-0018/1442 ¦ A61B-0017/00234 ¦ A61B-0017/320068 ¦ A61B-0017/320092 ¦ A61B-0018/00 ¦ A61B-0018/04 ¦ A61B-0018/12 ¦ A61B-0018/14 ¦ A61B-0018/1445 ¦ H02J-0007/0045 ¦ A61B-0017/064 ¦ A61B-0017/285 ¦ A61B-0018/1206 ¦ A61B-0018/1233 ¦ A61B-0019/38 ¦ A61B-0019/56 ¦ A61B-2017/0046 ¦ A61B-2017/00084 ¦ A61B-2017/00398 ¦ A61B-2017/00473 ¦ A61B-2017/00477 ¦ A61B-2017/00482 ¦ A61B-2017/00734 ¦ A61B-2017/291 ¦ A61B-2017/293 ¦ A61B-2017/294 ¦ A61B-2017/2929 ¦ A61B-2017/2931 ¦ A61B-2017/2933 ¦ A61B-2018/00178 ¦ A61B-2018/00791 ¦ A61B-2018/00988 ¦ A61B-2018/1226 ¦ A61B-2018/1412 ¦ A61B-2018/1455 ¦ A61B-2019/4815 ¦ A61B-2019/4868 ¦ A61B-2019/4873 ¦ H01M-0002/10 ¦ H01M-0002/26 ¦ Y10T-0029/49005 ¦ Y10T-0029/49895 ¦ Y10T-0029/53913 | A61B-008/14 | A61B-008/14 ¦ A61B-018/14 ¦ A61B-017/00 ¦ A61B-017/32 ¦ A61B-018/00 ¦ A61B-018/04 ¦ H02J-007/00 ¦ H01M-002/26 ¦ H01M-002/10 ¦ A61B-018/12 ¦ A61B-019/00 ¦ A61B-017/064 ¦ A61B-017/285 ¦ A61B-017/29 | 4916005000869
US | US | P | B2 | Security threat detection of newly registered domains | Domain names are determined for each computational event in a set, each event detailing requests or posts of webpages. A number of events or accesses associated with each domain name within a time period is determined. A registrar is further queried to determine when the domain name was registered. An object is generated that includes a representation of the access count and an age since registration for each domain names. A client can interact with the object to explore representations of domain names associated with high access counts and recent registrations. Upon determining that a given domain name is suspicious, a rule can be generated to block access to the domain name. | 1. A method, comprising: extracting a set of accessed domain names from a set of events by applying a late binding schema to the set of events; identifying a respective registration time for each accessed domain name in the set of accessed domain names, wherein the respective registration time is indicative of when the accessed domain name was registered with a registrar or when the accessed domain name was first detected within the set of events; identifying a subset of accessed domain names in the set of accessed domain names for which the identified respective registration time of each accessed domain name in the subset is recent relative to times for other accessed domain names in the set of accessed domain names; determining, for each accessed domain name in the subset, an access count corresponding to how many times the set of events indicates that the accessed domain name in the subset was accessed; causing display of information relating to the access count; wherein the method is performed by one or more computing devices. | 30 | 14/445023 | 2014-07-28 | 2015-0033333 | 2015-01-29 | 9248068 | 2016-02-02 | Splunk Inc. | US | UN203034 | SPLUNK INC |  | Munawar Monzy Merza |  |  |  | A61G-0017/0073 | A61G-0017/0073 ¦ A61G-0017/04 ¦ G06F-0021/50 ¦ G06T-0011/206 ¦ H04L-0063/1416 ¦ H04L-0063/1441 ¦ A61G-2017/041 ¦ A61G-2017/042 ¦ A61G-2017/044 ¦ H04L-0061/1511 | H04L-029/06 | H04L-029/06 ¦ A61G-017/007 ¦ G06F-021/50 ¦ G06T-011/20 ¦ A61G-017/04 ¦ H04L-029/12 | 4916005000951
US | US | P | B2 | Surgical sterilizer with integrated battery charging device | A device for charging at least one rechargeable battery of a battery-operated surgical instrument that comprises a sealed container operable to enclose and create a microbial seal around the battery. The sealed container permits surgical sterilization and inductive charging of the battery while the battery is enclosed therein. The device further comprises an inductive charging assembly having a power receiver sub-assembly inside the sealed container and electrically coupled to the battery whereby the power receiver sub-assembly is operable to receive electrical power inductively from outside the sealed container and to charge the battery electrically coupled to the power receiver sub-assembly. A power supply is disposed outside the sealed container and supplies power inductively to the power receiver sub-assembly through the sealed container such that the sealed container is not structurally breached. | 1. A charging device, comprising: an inductive charging assembly, comprising: a power receiver sub-assembly that is disposed inside a sterile enclosure and electrically coupled to at least one rechargeable battery that is selectively sealed inside the sterile enclosure, wherein the sterile enclosure is penetrable by a sterilizing agent such that the at least one rechargeable battery is sterilizable while sealed inside the sterile enclosure, wherein the power receiver sub-assembly: receives electrical power inductively from outside the sterile enclosure; and charges the at least one rechargeable battery electrically coupled to the power receiver sub-assembly; and a power supply that is disposed outside the sterile enclosure and supplies power inductively to the power receiver sub-assembly through the sterile enclosure in a non-structurally breaching manner. | 9 | 13/557607 | 2012-07-25 | 2013-0043834 | 2013-02-21 | 9248205 | 2016-02-02 | Syntheon, LLC | US | UN181833 | SYNTHEON LLC |  | Kevin W. Smith ¦ Sean McBrayer ¦ Derek Dee Deville ¦ Thomas O. Bales, Jr. |  |  |  | A61L-0002/00 | A61L-0002/00 ¦ H02J-0007/025 ¦ A61L-2202/20 | H02J-007/00 | H02J-007/00 ¦ A61L-002/00 ¦ H02J-007/02 | 4916005001088
US | US | P | B2 | Fluid delivery systems and methods | A method of dispensing fluid includes three processes. A first one of these processes includes pumping fluid into a resilient variable-volume dispensing chamber. The dispensing chamber is in series with a normally present finite fluid impedance and an output. The impedance is sufficient so as to cause expansion of the dispensing chamber as it receives pumped fluid even while some fluid flows through the output. Another one of these processes includes repeatedly measuring a parameter related to volume of the dispensing chamber over time. A third one of these processes includes controlling the pumping of fluid based on repeated measurements of the parameter to produce a desired fluid flow through the output. A corresponding system for dispensing fluid implements these processes. | 1. A device for dispensing fluid, the device comprising: a housing; a pump enclosed in the housing; a dispensing assembly downstream of the pump, the dispensing assembly comprising a sensor for quantitatively measuring a parameter related to a volume of a dispensing chamber, wherein the pump ejects fluid in a manner so as to repeatedly deliver fluid from the dispensing chamber through an exit; a control loop coupled to the sensor and the pump for controlling actuation of the pump based on the measured parameter; and a controller for determining the cumulative volume of fluid delivered through The exit based on the measured parameter. | 20 | 13/858542 | 2013-04-08 | 2013-0231608 | 2013-09-05 | 9248233 | 2016-02-02 | DEKA Products Limited Partnership | US | UN144673 | DEKA PRODUCTS LIMITED PARTNERSHIP |  | Dean Kamen ¦ Russell H. Beavis ¦ Derek G. Kane ¦ John M. Kerwin ¦ Larry B. Gray |  |  |  | A61M-0005/14248 | A61M-0005/14248 ¦ A61M-0005/142 ¦ A61M-0005/1452 ¦ A61M-0005/14224 ¦ A61M-0005/14244 ¦ A61M-0005/14586 ¦ A61M-0005/158 ¦ A61M-0005/168 ¦ A61M-0005/16809 ¦ A61M-0005/172 ¦ A61M-0005/1723 ¦ G05B-0023/02 ¦ G05D-0007/0647 ¦ G05D-0007/0676 ¦ G08C-0017/02 ¦ H04B-0007/2609 ¦ A61M-0005/16886 ¦ A61M-2005/14268 ¦ A61M-2205/0266 ¦ A61M-2205/0294 ¦ A61M-2205/18 ¦ A61M-2205/3331 ¦ A61M-2205/3375 ¦ A61M-2205/3546 ¦ A61M-2205/3576 ¦ A61M-2205/8237 ¦ A61M-2206/22 ¦ A61M-2207/00 ¦ A61M-2209/045 ¦ Y10T-0029/494 ¦ Y10T-0029/49236 ¦ Y10T-0029/49412 ¦ Y10T-0029/49826 | A61M-031/00 | A61M-031/00 ¦ A61M-005/142 ¦ A61M-005/145 ¦ A61M-005/168 ¦ G05D-007/06 ¦ A61M-005/172 ¦ G08C-017/02 ¦ H04B-007/26 ¦ G05B-023/02 ¦ A61M-005/158 | 4916005001116
US | US | P | B2 | Category 1 M2M device data transmission via a long term evolution network | A scheduler device may receive machine-to-machine (M2M) transmission information associated with a data transmission between a base station and a category 1 M2M device. The scheduler device may determine other transmission information associated with the base station. The other transmission information may include information associated with another data transmission between the base station and another device which is not a category 1 M2M device. The scheduler device may generate a resource assignment schedule associated with the category 1 M2M device and the other device. The resource assignment schedule may be based on the M2M transmission information and the other transmission information. The resource assignment schedule may identify a set of resources to be allocated to the category 1 M2M device during an increment of time. The scheduler device may provide the resource assignment schedule. | 1. A scheduler device, comprising: a memory; and one or more processors to: receive machine-to-machine (M2M) transmission information associated with a first data transmission between a base station and an M2M device; determine information identifying a data rate associated with the first data transmission between the base station and the M2M device; identify a maximum allowable data rate associated with the first data transmission between the base station and the M2M device; determine that the data rate exceeds the maximum allowable data rate; determine other transmission information associated with the base station, the other transmission information including information associated with a second data transmission between the base station and another device which is not a M2M device; generate, based on determining that the data rate exceeds the maximum allowable data rate, a resource assignment schedule associated with the M2M device and the other device, the resource assignment schedule being based on the M2M transmission information and the other transmission information, and the resource assignment schedule identifying a set of resources to be allocated to the M2M device during an increment of time; and provide the resource assignment schedule. | 20 | 14/039253 | 2013-09-27 | 2015-0092590 | 2015-04-02 | 9248246 | 2016-02-02 | Cellco Partnership | US | UN131313 | Verizon Wireless Inc |  | Lily Zhu ¦ Raafat Edward Kamel ¦ Andrew E. Youtz |  |  |  | A61M-0011/008 | A61M-0011/008 ¦ A61M-0011/001 ¦ A61M-0011/005 ¦ A61M-0015/009 ¦ A61M-0015/0021 ¦ A61M-0015/0045 ¦ H04L-0001/00 ¦ H04W-0004/005 ¦ H04W-0024/08 ¦ H04W-0072/1242 | H04W-004/00 | H04W-004/00 ¦ A61M-011/00 ¦ H04W-024/08 ¦ H04L-001/00 ¦ H04W-072/12 ¦ A61M-015/00 | 4916005001129
US | US | P | B2 | 3D microelectrode device for live tissue applications | A 3D microelectrode device includes a flexible substrate containing poly-dimethyl siloxane (PDMS). The device may be fabricated in a miniature form factor suitable for attachment to a small organ such as a lateral gastrocnemius muscle of a live rat. In addition to providing a miniaturized, conformable attachment, the device provides an anchoring action via one or more microelectrodes, each having an insertable tip particularly shaped to provide the anchoring action. Furthermore, a base portion of each of the microelectrodes is embedded inside conductive poly-dimethyl siloxane (cPDMS). The cPDMS is contained in a pad that is coupled to a conductive track embedded in the flexible substrate. Embedding of the base portion inside the cPDMS material not only allows the microelectrode to bend in various directions, but also provides good electrical conductivity while eliminating the need for attachment processes using solder or epoxy adhesives. | 1. An implantable device comprising: a flexible substrate configured to provide three-dimensional conformance with a live organ, muscle, or tissue susceptible to movement; at least one track embedded in the flexible substrate for conducting an electrical signal, the track comprising conductive poly-dimethyl siloxane (cPDMS) material; and at least one microelectrode comprising a base portion, a longitudinal portion, and an insertable tip, the base portion having a shape configured for anchoring the base portion in the cPDMS material, and the insertable tip having a leading portion configured for penetrating an outer surface of the organ, muscle, or tissue. | 18 | 13/919013 | 2013-06-17 | 2013-0338746 | 2013-12-19 | 9248273 | 2016-02-02 | Axion Biosystems, Inc. ¦ Georgia Tech Research Corporation | US ¦ US | ¦ UN211553 | ¦ Georgia Institute of Technology |  | Gareth S. Guvanasen ¦ Swaminathan Rajaraman ¦ Ricardo Aguilar, Jr. ¦ Liang Guo ¦ T. Richard Nichols ¦ Stephen P. DeWeerth |  |  |  | A61N-0001/0502 | A61N-0001/0502 ¦ A61B-0005/04001 ¦ A61B-0005/0492 ¦ A61N-0001/0551 ¦ H05K-0001/095 ¦ A61B-2562/0209 ¦ A61B-2562/125 ¦ A61B-2562/164 ¦ H05K-0001/0283 ¦ H05K-2201/0245 ¦ H05K-2201/10318 | A61N-001/05 | A61N-001/05 ¦ A61B-005/04 ¦ A61B-005/0492 ¦ H05K-001/09 ¦ H05K-001/02 | 4916005001156
US | US | P | B2 | Methods of making leads with retention features for segmented electrodes | One embodiment is a stimulation lead including a lead body comprising a longitudinal surface, a distal end, and a proximal end; and multiple electrodes disposed along the longitudinal surface of the lead body near the distal end of the lead body. The multiple electrodes include multiple segmented electrodes with each of the segmented electrodes having an exterior surface, an interior surface opposite the exterior surface, a proximal end, and a distal end. At least one of the segmented electrodes includes one or more of a) at least one channel formed in the segmented electrode and extending from the proximal end to the distal end of the segmented electrode, b) an arcuate groove formed in at least one of the distal end surface or the proximal end surface, or c) a notch formed in the segmented electrode and extending from the proximal end to the distal end of the segmented electrode. | 1. A method of making a stimulation lead, the method comprising disposing at least one pre-electrode along a longitudinal surface of a lead body near a distal end of the lead body, the at least one pre-electrode comprising a plurality of segmented electrodes, each of the segmented electrodes comprising an exterior surface, an interior surface opposite the exterior surface, a proximal end, and a distal end, at least one of the segmented electrodes comprising at least one channel formed in the segmented electrode and extending from the proximal end to the distal end of the segmented electrode; inserting non-conductive material into the at least one channel; and reflowing the non-conductive material within the at least one channel to facilitate retention of the segmented electrode with the lead body. | 20 | 14/155831 | 2014-01-15 | 2014-0123484 | 2014-05-08 | 9248275 | 2016-02-02 | Boston Scientific Neuromodulation Corporation | US | UN138455 | Boston Scientific Scimed, Inc. |  | Andrew DiGiore ¦ Anne Margaret Pianca ¦ Michael Adam Moffitt |  |  |  | A61N-0001/0534 | A61N-0001/0534 ¦ A61N-0001/0551 ¦ Y10T-0029/49117 | H01R-009/00 | H01R-009/00 ¦ H05K-003/00 ¦ A61N-001/05 | 4916005001158
US | US | P | B2 | Leads with spiral of helical segmented electrode arrays and methods of making and using the leads | A stimulation lead includes a lead body having a longitudinal surface, a distal end, a proximal end, and a shaft extending along at least a portion of the distal end of the lead body. The stimulation lead also includes multiple segmented electrode members disposed on the shaft along the longitudinal surface of the lead body near the distal end of the lead body. Each segmented electrode member includes a ring structure which forms at least a partial ring and is disposed on the shaft, and a segmented electrode coupled to the ring and having an exposed surface configured and arranged for stimulating tissue when the stimulation lead is implanted. | 1. An assembly for forming a stimulation lead, comprising: a lead body having a distal end and a proximal end; and a pre-electrode assembly formed in a tube around a portion of the distal end of the lead body and comprising a plurality of segmented electrodes and a plurality of raised connectors, wherein the segmented electrodes form at least one helix or spiral, wherein each of the segmented electrodes is coupled to at least one other of the segmented electrodes by at least one of the raised connectors and the segmented electrodes and the raised connectors are formed of a same conductive material, the tube defining a longitudinal axis, wherein each of the raised connectors is disposed at a radius with respect to the longitudinal axis that is greater than a radius of any of the segmented electrodes with respect to the longitudinal axis, wherein each of the segmented electrodes is attached to one of the raised connectors at an angle in a range of 10 to 80 degrees with respect to an edge of that segmented electrode. | 20 | 14/189671 | 2014-02-25 | 2014-0180375 | 2014-06-26 | 9248276 | 2016-02-02 | Boston Scientific Neuromodulation Corporation | US | UN138455 | Boston Scientific Scimed, Inc. |  | Anne Margaret Pianca ¦ Matthew Lee McDonald |  |  |  | A61N-0001/0534 | A61N-0001/0534 ¦ A61N-0001/3606 ¦ H05K-0013/00 ¦ Y10T-0029/49117 | A61N-001/05 | A61N-001/05 ¦ A61N-001/36 ¦ H05K-013/00 | 4916005001159
US | US | P | B2 | Controlling wireless communication in an implanted cardiac device | A relatively compact implantable cardiac medical device includes a wireless communications module, which employs a directional antenna and which is adapted to receive input concerning ventricular wall motion. When the cardiac medical device is anchored to a ventricular wall, transmitter elements of the communications modules are only activated for communication during a detected period of reduced ventricular wall motion. The period of reduced ventricular wall motion may be defined as at least one time interval during which an axis of the directional antenna does not rotate out from a baseline orientation by more than 15 degrees. The communication may be conducted with an external programmer-type device, or with another implanted device, for example, located remote from the heart. | 1. A method for controlling wireless communication in an implanted cardiac medical device, the device being equipped with a wireless communications module, the device being anchored to a ventricular wall, and the method comprising: activating receiver elements of the communications module at predetermined intervals to receive an inbound activation signal; monitoring ventricular wall motion, wherein the ventricular wall motion includes a first ventricular wall motion period and a second ventricular wall motion period having a reduced rate of motion relative to the first ventricular wall motion period; detecting the presence of the second ventricular wall motion period; and activating transmitter elements of the communications module for outbound communication only after both: the inbound activation signal has been received and the second ventricular wall motion period has been detected. | 29 | 13/228607 | 2011-09-09 | 2013-0066169 | 2013-03-14 | 9248300 | 2016-02-02 | Medtronic, Inc. | US | UN139423 | MEDTRONIC INC |  | Kenneth D. Rys ¦ Michael Andrew Reinert |  |  |  | A61N-0001/37276 | A61N-0001/37276 ¦ A61B-0005/02438 ¦ A61B-0005/076 ¦ A61B-0005/1107 ¦ H01Q-0001/44 ¦ H01Q-0009/27 ¦ A61B-0005/6869 | A61B-005/02 | A61B-005/02 ¦ A61N-001/372 ¦ A61B-005/024 ¦ A61B-005/07 ¦ A61B-005/11 ¦ H01Q-001/44 ¦ H01Q-009/27 ¦ A61B-005/00 | 4916005001183
US | US | P | B2 | Sensor for acquiring physiological signals of a patient | The present invention suggests the use of independent, wireless, smart and therefore self-contained sensors ( 3, 4, 5 ) in a patient monitoring system ( 1 ). The sensors ( 3, 4, 5 ) provide their own communication system for transmitting acquired signals to a patient monitor ( 8 ) etc. Furthermore a patient identifier ( 26 ) is associated to the communication. This approach introduces a patient-related concept, where all communication is personalized and assigned to the patient ( 2 ). | 1. A patient monitoring system comprising: a plurality of self-contained sensors which acquire physiological signals from a patient and a remote device which wirelessly communicate with the sensors, wherein each of the plurality of sensors includes: a communication module which provides direct and independent wireless communication to the remote device without any intermediate patient-based station, a personalization module configured to create and associate a patient identifier to said communication, and a signal storage and processing module which stores and process the acquired signals and data derived from the signals respectively prior to communication with the remote device, wherein the signal storage and processing module further controls processing and storing of signals and data depending on the availability of the communication, wherein each sensor communicates independently with the remote device. | 14 | 11/569823 | 2005-06-03 | 2009-0118595 | 2009-05-07 | 9250104 | 2016-02-02 | KONINKLIJKE PHILIPS N.V. | NL | UN000015 | PHILIPS NV |  | Harald Greiner ¦ Bernd Wilm ¦ Kai Hassing ¦ Winfried Kaiser |  |  |  | G01D-0021/00 | G01D-0021/00 ¦ A61B-0005/0006 ¦ G06F-0019/323 ¦ A61B-0005/021 ¦ A61B-0005/0402 ¦ A61B-0005/145 ¦ A61B-2560/0271 ¦ A61B-2560/045 ¦ H04W-0008/26 ¦ H04W-0084/18 | A61B-005/00 | A61B-005/00 ¦ G01D-021/00 ¦ G06F-019/00 ¦ A61B-005/021 ¦ A61B-005/0402 ¦ A61B-005/145 ¦ H04W-008/26 ¦ H04W-084/18 | 4916005002974
US | US | P | B2 | Magnetic resonance imaging (MRI) apparatus and control method thereof | A magnetic resonance imaging (MRI) apparatus and control method for comparing a sound generated from the bore of the MRI apparatus to a pulse sequence sound to adjust the output level of a sound output unit located in an operating room and thus permit a patient to be heard by an operator when an emergency situation or other information is expressed by the patient. The magnetic resonance imaging (MRI) apparatus includes: a sound input unit; a sound output unit configured to output a sound acquired by the sound input unit; and a controller configured to compare the acquired sound to a sound of a pulse sequence stored in advance, and to increase the output level of the sound output unit if the acquired sound is not identical to the sound of the pulse sequence. | 1. A magnetic resonance imaging (MRI) apparatus, comprising: a sound input unit; a sound output unit configured to output a sound acquired by the sound input unit; and a controller configured to compare the acquired sound to a sound generated by a pulse sequence, and to increase an output level of the sound output unit if the acquired sound is not identical to the sound generated by the pulse sequence and to decrease the output level of the sound output unit if the acquired sound is identical to the sound generated by pulse sequence. | 17 | 13/954420 | 2013-07-30 | 2014-0086421 | 2014-03-27 | 9250304 | 2016-02-02 | Samsung Electronics Co., Ltd. | KR | UN000001 | Samsung Electronics Co.,Ltd. |  | Jeong A Kang ¦ Keum Yong Oh ¦ I Hwa Choi | 10-2012-0106814 | KR | 2012-09-25 | G01R-0033/283 | G01R-0033/283 ¦ A61B-0005/055 ¦ A61B-0005/7405 ¦ G01R-0033/288 | H03G-003/20 | H03G-003/20 ¦ G01R-033/28 ¦ A61B-005/00 ¦ A61B-005/055 ¦ H03G-003/00 ¦ H03F-099/00 | 4916005003172
US | US | P | B2 | Performance monitoring systems and methods | We have disclosed systems and methods for monitoring an individual's performance during a physical activity. The portable performance monitoring devices may include a satellite positioning system receiver adapted to obtain position data during the physical activity, an accelerometer module adapted to obtain acceleration data during the physical activity, and a processor adapted to determine performance information for the individual based on the position data and the acceleration data. The portable performance monitoring devices may be worn or carried by an individual during a physical activity. | 1. A portable performance monitoring device that is capable of being worn or carried by an individual during a physical activity for monitoring the individual'ss performance during the physical activity, the portable performance monitoring device comprising: a satellite positioning system receiver adapted to obtain position data during the physical activity; an accelerometer module adapted to obtain acceleration data during the physical activity; a processor adapted to determine performance information for the individual during the physical activity based on the position data and the acceleration data; and a wireless wide-area network transceiver adapted to wirelessly transmit the performance information to a remote device during the physical activity. | 27 | 13/794011 | 2013-03-11 | 2014-0100677 | 2014-04-10 | 9251719 | 2016-02-02 | adidas AG | DE | UN135405 | adidas AG |  | Michael Ellis ¦ Caron Schwartz |  |  |  | G09B-0019/0092 | G09B-0019/0092 ¦ A61B-0005/0022 ¦ A61B-0005/024 ¦ A61B-0005/1038 ¦ A61B-0005/1112 ¦ A61B-0005/411 ¦ A63B-0024/0021 ¦ A63B-0024/0062 ¦ A63B-0024/0075 ¦ A63B-0024/0084 ¦ A63B-0071/06 ¦ A63B-0071/0686 ¦ G01C-0021/34 ¦ G01C-0021/3676 ¦ G06F-0003/16 ¦ G06F-0011/328 ¦ G06F-0017/40 ¦ G06F-0019/3481 ¦ G06F-0019/36 ¦ G09B-0005/02 ¦ G09B-0005/06 ¦ G09B-0019/00 ¦ H04L-0063/0236 ¦ H04L-0063/08 ¦ H04L-0063/1408 ¦ H04L-0067/10 ¦ H04W-0004/02 ¦ H04W-0012/06 ¦ A45F-2005/008 ¦ A63B-0022/0076 ¦ A63B-0022/02 ¦ A63B-0069/0028 ¦ A63B-0069/16 ¦ A63B-2024/0012 ¦ A63B-2024/0025 ¦ A63B-2024/0065 ¦ A63B-2024/0068 ¦ A63B-2071/063 ¦ A63B-2071/0625 ¦ A63B-2071/0627 ¦ A63B-2071/0658 ¦ A63B-2071/0661 ¦ A63B-2071/0663 ¦ A63B-2220/12 ¦ A63B-2220/14 ¦ A63B-2220/17 ¦ A63B-2220/20 ¦ A63B-2220/22 ¦ A63B-2220/30 ¦ A63B-2220/836 ¦ A63B-2225/15 ¦ A63B-2225/20 ¦ A63B-2225/50 ¦ A63B-2225/60 ¦ A63B-2225/685 ¦ A63B-2230/04 ¦ A63B-2230/202 ¦ A63B-2230/207 ¦ A63B-2230/30 ¦ A63B-2230/42 ¦ A63B-2230/50 ¦ A63B-2230/65 ¦ A63B-2230/70 ¦ A63B-2244/20 ¦ G06F-0019/3475 ¦ H04B-0001/385 ¦ H04L-0063/0428 ¦ H04M-0001/6041 ¦ H04M-2250/02 ¦ H04W-0012/02 ¦ H04W-0084/18 ¦ Y10S-0482/901 | A63B-027/00 | A63B-027/00 ¦ G09B-019/00 ¦ A61B-005/103 ¦ A61B-005/00 ¦ A63B-024/00 ¦ A63B-071/06 ¦ H04L-029/06 ¦ H04W-012/06 ¦ G06F-003/16 ¦ G06F-017/40 ¦ G01C-021/34 ¦ G01C-021/36 ¦ A61B-005/024 ¦ A61B-005/11 ¦ H04L-029/08 ¦ G06F-011/32 ¦ G09B-005/06 ¦ H04W-004/02 ¦ G09B-005/02 ¦ A45F-005/00 ¦ A63B-022/00 ¦ A63B-022/02 ¦ A63B-069/00 ¦ A63B-069/16 ¦ G06F-019/00 ¦ H04B-001/3827 ¦ H04M-001/60 ¦ H04W-012/02 ¦ H04W-084/18 | 4916005004578
US | US | P | B2 | Handheld diabetes manager with a user interface for displaying a status of an external medical device | A handheld diabetes manager has a graphical user interface for displaying status of an external medical device and includes a port configured to receive a test strip and a blood glucose measurement module. The diabetes manager includes a communications module that selectively communicates via a wireless data link with an external medical device to receive status data pertaining to the operation of the external medical device, and a user interface module in data communication with the blood glucose measurement module and the communications module. The graphical user interface includes a status screen that presents data pertaining to a glucose measure determined by the blood glucose measurement module concurrently with the status data received from the external medical device, such that the status data of the external medical device is presented on the status screen only when the communication module is in data communication with the external medical device. | 1. A diabetes management system having a handheld diabetes manager communicating with an external medical device configured to perform bolus operations, which is separate from the handheld diabetes manager, the handheld diabetes manager comprising: a port configured to receive a test strip, wherein the test strip receives a blood sample from a user; a blood glucose measurement module cooperatively operable with the test strip inserted in the port and determining a glucose measurement based on the blood sample disposed on the test strip; a communications module selectively communicating with the external medical device via a wireless data link, wherein the communications module receives status data from the external medical device, the status data pertains to the operation of the external medical device; a display; and a user interface module programmed to display a graphical user interface on the display, the user interface module programmed to exchange data with the blood glucose measurement module and the communications module, wherein the user interface module is programmed to display and receive inputs from the user via the graphical user interface, the graphical user interface includes a status screen, and a first cancel bolus screen, a second cancel bolus screen, wherein the status screen presents data pertaining to the glucose measurement determined by the blood glucose measurement module concurrently with the status data received from the external medical device, the user interface module controls the status screen such that the status data of the external medical device is presented on the status screen only when the communication module is in data communication with the external medical device; and the status screen includes a cancel bolus button that is operable by the user to cancel one or more bolus operation to be performed by the external medical device; the user interface module, in response to the cancel bolus button being pressed, is programmed to determine a number of bolus operations to be performed by the external medical device from the status data and displays one of the first cancel bolus screen and the second cancel bolus screen, the user interface module is further programmed to presents the first cancel bolus screen in response to a determination that one bolus operation is to be performed, and presents the second cancel bolus screen in response to a determination that more than one bolus operation is to be performed; and the first cancel bolus screen requests confirmation to cancel the one bolus operation and the second bolus screen presents the more than one bolus operation with a highest priority running bolus operation from among the more than one bolus operations displayed at, wherein the user interface model is implemented by computer readable instructions executed by a processor residing on the handheld diabetes manager. | 8 | 13/661082 | 2012-10-26 | 2013-0172708 | 2013-07-04 | 9252870 | 2016-02-02 | Roche Diabetes Care, Inc. | US | UN296255 | Roche Diabetes Care, Inc. |  | Mark G. Mears ¦ Mark Nierzwick ¦ Phillip E. Pash ¦ Vincent R. Rizzo ¦ Bettina Steiner ¦ Kristin M. Westerfield |  |  |  | H04B-0007/26 | H04B-0007/26 ¦ A61B-0005/0002 ¦ A61B-0005/14532 ¦ A61B-0005/7435 ¦ A61M-0005/14244 ¦ A61M-0005/1723 ¦ G06F-0019/3406 ¦ G06F-0019/3468 ¦ H04W-0004/001 ¦ A61M-2205/35 ¦ A61M-2205/3569 ¦ A61M-2205/3584 ¦ H04W-0084/20 | A61B-005/145 | A61B-005/145 ¦ H04B-007/26 ¦ A61B-005/00 ¦ A61M-005/142 ¦ A61M-005/172 ¦ G06F-019/00 ¦ H04W-004/00 ¦ H04W-084/20 | 4916005005721
US | US | P | B2 | Patient support, communication, and computing apparatus | A patient support apparatus includes an electronic control system with client browser software running on a general purpose operating system that connects with a remote server via a high speed network connection. The browser and operating system allows the patient support apparatus to access and run programs not designed exclusively for patient support apparatus electronics systems. A general purpose microprocessor along with network converter circuitry allows the patient support to deliver messages in frames having intended recipient addresses. The microprocessor communicates with one or more graphical user interfaces and with a control system that controls actuators of the patient support. The control system may comprise networked nodes, such as CAN nodes for example. Isolation circuitry isolates the patient support from a network of a care facility with which it communicates. | 1. A person support apparatus, comprising a frame configured to support a person, an actuator operable to impart movement to at least a portion of the frame, and an electronics system coupled to the person support apparatus and configured to control the movable actuator, wherein the electronics system comprises a processor, a memory, a user interface configured to display information as directed by the processor, a network connector configured to connect to a hospital network via hardwired connection, a network interface, wherein the network interface is configured to allow for data communication with a hospital network via the network connector, a general purpose operating system executable by the processor, wherein the general purpose operating system is configured to run a plurality of computer software applications not designed for person support apparatuses, browser software executable by the processor and configured to allow the electronics to act as a client computer by sending a request to a remote server to perform a task, receiving data defining a screen to be displayed on the user interface in response to the request, receiving input from a user at a portion of the screen, and sending the input to the remote server, control software configured to control the movable actuator through at least one input from a user, and an electrical isolator configured to provide electrical isolation of the network connector from at least a portion of the electronics system. | 16 | 14/134145 | 2013-12-19 | 2014-0108611 | 2014-04-17 | 9253259 | 2016-02-02 | Hill-Rom Services, Inc. | US | UN150967 | HILL ROM SERVICES INC |  | Dan R. Tallent ¦ James M. Allen ¦ Keith A. Huster ¦ William G. Pittenger ¦ Irvin J. Vanderpohl, III ¦ Christian Saucier ¦ John T. Harrington |  |  |  | H04L-0067/12 | H04L-0067/12 ¦ A61G-0007/018 ¦ G06F-0019/327 | G08B-021/00 | G08B-021/00 ¦ H04L-029/08 ¦ A61G-007/018 ¦ G06F-019/00 | 4916005006109
US | US | P | B2 | Methods and apparatus to connect wireless-enabled devices | Examples to establish a connection between wireless-enabled devices involve collecting first biophysical signal data via a first wireless-enabled device, using the first biophysical signal data as a key to decrypt encrypted information received from a second wireless-enabled device to recover first information, and establishing a wireless connection between the first wireless-enabled device and the second wireless-enabled device based on a comparison of the first information and second information stored in the first wireless-enabled device. | 1. A method of establishing a connection between wireless-enabled devices, comprising: collecting first biophysical signal data via a first wireless-enabled device; using the first biophysical signal data as a key to decrypt encrypted information received from a second wireless-enabled device to recover first information, wherein the second wireless-enabled device encrypts the first information using second biophysical signal data collected at the second wireless-enabled device as a second key to generate the encrypted information; and establishing a wireless connection between the first wireless-enabled device and the second wireless-enabled device based on a comparison of the first information and second information stored in the first wireless-enabled device. | 19 | 14/590673 | 2015-01-06 | 2015-0126122 | 2015-05-07 | 9253812 | 2016-02-02 | BlackBerry Limited | CA | UN000337 | BlackBerry Limited |  | Jasjit Singh |  |  |  | H04W-0076/023 | H04W-0076/023 ¦ A61B-0005/0022 ¦ A61B-0005/0024 ¦ H04L-0063/0428 ¦ H04L-0063/0442 ¦ H04L-0063/0492 ¦ H04L-0063/0861 ¦ H04M-0001/67 ¦ H04M-0001/7253 ¦ H04W-0008/005 ¦ A61B-0005/024 ¦ H04L-0063/101 ¦ H04L-0067/12 ¦ H04M-2250/12 | H04B-007/00 | H04B-007/00 ¦ H04W-076/02 ¦ H04L-029/06 ¦ H04M-001/67 ¦ H04M-001/725 ¦ H04W-008/00 ¦ A61B-005/00 ¦ A61B-005/024 ¦ H04L-029/08 | 4916005006660
US | US | P | B2 | Synchronization of wireless catheters | A method includes disposing multiple medical probes to acquire physiological data concurrently from a living body. The data is sent from the multiple medical probes by transmitting over wireless channels respective sequences of data packets that are marked with respective packet numbers. A synchronization signal that is broadcast to the multiple probes is received in the probes. In response to receiving the synchronization signal, the packet numbers that are to be assigned in the probes to subsequent data packets in the respective sequences are reset. | 1. A system, comprising: multiple medical probes, each of which probes is configured to acquire physiological data from a living body with which the probe is in contact, to send the data from the probe by transmitting over a wireless channel a sequence of data packets that are marked with respective packet numbers, to receive a synchronization signal that is broadcast to the multiple probes, and, in response to receiving the synchronization signal, to reset the packet numbers that are assigned in the probe to subsequent data packets in the sequence, wherein the synchronization signal does not reset an internal clock of the probes; and a central control unit, which is configured to transmit the synchronization signal, to receive multiple respective sequences of the data packets from the multiple probes, to time-synchronize the data transmitted in the data packets and to output the time-synchronized data for synchronizing the subsequent data packets. | 11 | 13/186626 | 2011-07-20 | 2013-0023746 | 2013-01-24 | 9241632 | 2016-01-26 | Biosense Webster (Israel) Ltd. | IL | UN000875 | BIOSENSE WEBSTER INC |  | Nahum Kilim ¦ Assaf Govari ¦ Andres Claudio Altmann ¦ Yaron Ephrath |  |  |  | A61B-0005/0006 | A61B-0005/0006 ¦ A61B-0005/0015 ¦ A61B-0005/0031 ¦ H04J-0003/06 ¦ H04J-0003/0635 ¦ H04J-0003/0647 ¦ H04J-0003/0658 ¦ H04J-0003/0661 ¦ H04J-0003/0667 ¦ A61B-0005/042 ¦ A61B-0005/0422 ¦ A61B-0005/6852 | A61B-005/0402 | A61B-005/0402 ¦ H04J-003/06 ¦ A61B-005/00 ¦ A61B-005/042 | 4916004000750
US | US | P | B2 | Synchronization of wireless catheters | A method includes disposing multiple medical probes to acquire physiological data concurrently from a living body. The data is sent from the multiple medical probes by transmitting over wireless channels respective sequences of data packets that are marked with respective packet numbers. A synchronization signal that is broadcast to the multiple probes is received in the probes. In response to receiving the synchronization signal, the packet numbers that are to be assigned in the probes to subsequent data packets in the respective sequences are reset. | 1. A method, comprising: disposing multiple medical probes comprising a plurality of catheters, each catheter comprising multiple electrodes to acquire physiological data concurrently from a living body in accordance with a respective internal clock signal; sending the data from each catheter by transmitting over wireless channels respective sequences of data packets that are marked with respective packet numbers, the data in each data packet beginning at a predefined electrode of each catheter and continue cycling over the multiple electrodes of each catheter according to a predefined multiplexing order; receiving in the probes a synchronization signal that is broadcast to each catheter; and in response to receiving the synchronization signal, resetting the packet numbers that are to be assigned in each catheter to subsequent data packets in the respective sequences, wherein the respective internal clock signal of each probe is free-running irrespective of the synchronization signal. | 12 | 13/752922 | 2013-01-29 | 2014-0039289 | 2014-02-06 | 9241633 | 2016-01-26 | Biosense Webster (Israel) Ltd. | IL | UN000875 | BIOSENSE WEBSTER INC |  | Nahum Kilim ¦ Assaf Govari ¦ Andres Claudio Altmann ¦ Yaron Ephrath |  |  |  | A61B-0005/0006 | A61B-0005/0006 ¦ A61B-0005/0015 ¦ A61B-0005/0031 ¦ H04J-0003/06 ¦ H04J-0003/0635 ¦ H04J-0003/0647 ¦ H04J-0003/0658 ¦ H04J-0003/0661 ¦ H04J-0003/0667 ¦ A61B-0005/042 ¦ A61B-0005/0422 ¦ A61B-0005/6852 | A61B-005/0402 | A61B-005/0402 ¦ H04J-003/06 ¦ A61B-005/00 ¦ A61B-005/042 | 4916004000751
US | US | P | B2 | Peripheral physiology inspection apparatus and peripheral auxiliary apparatus of smart phone | A peripheral physiology inspection apparatus of smart phone is connected with a smart phone having a TRRS socket for performing a physiology inspection. The peripheral physiology inspection apparatus includes: an inspection main body including a first physiology sensing unit; a plurality of signal transmission units; and a TRRS terminal for connecting with the inspection main body via the signal transmission units. The TRRS terminal is corresponding to the TRRS socket for allowing the inspection main body to be electrically connected to the smart phone, thereby enabling the smart phone to analyze and process physiology signals inspected by and delivered from the inspection main body. | 1. A peripheral physiology inspection apparatus of smart phone, which is connected with a smart phone having a TRRS socket for performing a physiology inspection, the peripheral physiology inspection apparatus comprising: an inspection main body including a first physiology sensing unit, a second physiology sensing unit disposed on a switch, and an electrode plate disposed on the second physiology sensing unit; a plurality of signal transmission units; and a TRRS terminal for connecting with the inspection main body via the signal transmission units, the TRRS terminal being corresponding to the TRRS socket for allowing the inspection main body to be electrically connected to the smart phone, thereby enabling the smart phone to analyze and process physiology signals inspected by and delivered from the inspection main body, wherein the first and the second physiology sensing units are connected with each other by the signal transmission units; wherein the first physiology sensing unit is an earphone-type physiology sensing unit comprising: at least one earphone main body defined therein a channel space; an infrared transparent drum membrane disposed inside the earphone main body and facing to the channel space; an NIR sensing element disposed inside the earphone main body and facing to the channel space through the infrared transparent drum membrane; and a fiber for connecting the earphone main body to the NIR sensing element. | 2 | 13/290217 | 2011-11-07 | 2012-0116184 | 2012-05-10 | 9241668 | 2016-01-26 | NATIONAL CHENG KUNG UNIVERSITY | TW | UN147344 | NATIONAL CHENG KUNG UNIVERSITY |  | Dar-Bin Shieh |  |  |  | A61B-0005/6817 | A61B-0005/6817 ¦ A61B-0005/01 ¦ A61B-0005/0404 ¦ A61B-0005/14552 ¦ A61B-0005/682 ¦ A61B-2560/045 ¦ H04M-0001/05 ¦ H04M-0001/72527 | A61B-005/00 | A61B-005/00 ¦ A61B-005/01 ¦ A61B-005/0404 ¦ A61B-005/1455 ¦ H04M-001/00 ¦ H04M-001/05 ¦ H04M-001/725 | 4916004000786
US | US | P | B2 | Telemetry system for use with microstimulator | An implantable microstimulator configured to be implanted beneath a patient's skin for tissue stimulation employs a bi-directional RF telemetry link for allowing data-containing signals to be sent to and from the implantable microstimulator from at least two external devices. Further, a separate electromagnetic inductive telemetry link allows data containing signals to be sent to the implantable microstimulator from at least one of the two external devices. The RF bidirectional telemetry link allows the microstimulator to inform the patient or clinician regarding the status of the microstimulator device, including the charge level of a power source, and stimulation parameter states. The microstimulator has a cylindrical hermetically sealed case having a length no greater than about 27 mm and a diameter no greater than about 3.3 mm. A reference electrode is located on one end of the case and an active electrode is located on the other end of the case. | 1. An external device configured to communicate with an implantable medical device, the device comprising: an antenna; and circuitry coupled to the antenna and configured to utilize the antenna to communicate with the implantable medical device in accordance with a first modulation scheme via a first bi-directional wireless link and in accordance with a second modulation scheme via a second wireless link, wherein the first modulation scheme is a frequency modulation scheme. | 35 | 14/182064 | 2014-02-17 | 2014-0236263 | 2014-08-21 | 9242106 | 2016-01-26 | Boston Scientific Neuromodulation Corporation | US | UN138455 | Boston Scientific Scimed, Inc. |  | Daniel J. Klosterman ¦ Matthew I. Haller ¦ Jordi Parramon ¦ Kelly H. McClure ¦ Goran N. Marnfeldt ¦ Rudolph V. Park |  |  |  | A61N-0001/37276 | A61N-0001/37276 ¦ A61N-0001/3605 ¦ A61N-0001/375 ¦ A61N-0001/3727 ¦ A61N-0001/3787 ¦ A61N-0001/37205 ¦ A61N-0001/37217 ¦ A61N-0001/37223 ¦ A61N-0001/37229 ¦ H02J-0007/025 ¦ H04L-0027/02 ¦ H04L-0027/10 ¦ A61N-0001/36007 ¦ A61N-0001/37235 ¦ H01L-2224/45144 ¦ H01L-2224/45147 ¦ H01L-2224/48465 ¦ H01L-2224/49175 ¦ H01L-2924/1461 ¦ H01L-2924/19105 ¦ H01L-2924/19107 ¦ H01L-2924/3011 ¦ H01L-2924/30111 ¦ H02J-0007/345 ¦ H04B-0005/0037 ¦ H04B-0005/0081 ¦ Y10T-0029/4902 ¦ Y10T-0029/4913 ¦ Y10T-0029/49071 ¦ Y10T-0029/49073 ¦ Y10T-0029/49128 ¦ Y10T-0029/49155 ¦ Y10T-0029/49169 ¦ Y10T-0029/49826 ¦ Y10T-0029/49945 ¦ Y10T-0029/49968 ¦ Y10T-0428/12264 ¦ Y10T-0428/12271 ¦ Y10T-0428/12347 ¦ Y10T-0428/12375 ¦ Y10T-0428/12396 ¦ Y10T-0428/12535 ¦ Y10T-0428/12806 | A61N-001/372 | A61N-001/372 ¦ A61N-001/375 ¦ A61N-001/378 ¦ H02J-007/02 ¦ H04L-027/02 ¦ H04L-027/10 ¦ A61N-001/36 ¦ H02J-007/34 ¦ H04B-005/00 | 4916004001222
US | US | P | B2 | Mannequins for use in imaging and systems including the same | A mannequin may include a skin layer, an axis of rotation and a photon transmissive filler. The skin layer may include a contoured surface. The skin layer may have a thickness of less than about 10 mm. The contoured surface may be formed into a three-dimensional shape that substantially matches anatomy of a person or a statistical model representing a group of people. The axis of rotation may intersect the mannequin and may define a center for collection of X-ray images along a substantially circular path. The photon transmissive filler may be at least partially surrounded by the skin layer. The photon transmissive filler may have a an average specific gravity of less than about 0.5 g/cc. | 1. A mannequin comprising: a skin layer comprising a contoured surface, wherein the skin layer has an average thickness of less than or equal to about 10 mm and the contoured surface is formed into a three-dimensional shape that substantially matches an anatomy of a person, a statistical model representing a group of people, or an engineered hypothetical person; an axis of rotation intersecting the mannequin, wherein the axis of rotation defines a center for collection of X-ray images along a substantially circular path; a photon transmissive filler at least partially surrounded by the skin layer, wherein the photon transmissive filler has an average specific gravity of less than or equal to about 0.5 g/cc; and wherein the mannequin represents the lower torso of the engineered hypothetical person. | 50 | 13/161722 | 2011-06-16 | 2012-0321040 | 2012-12-20 | 9244022 | 2016-01-26 | The Procter & Gamble Company | US | UN000046 | PROCTER & GAMBLE (P&G) |  | David John Maltbie ¦ Richard Tweddell, III ¦ Darren Paul Trokhan |  |  |  | G01N-0023/04 | G01N-0023/04 ¦ G09B-0023/286 ¦ G09B-0023/30 ¦ A61B-0006/12 ¦ A61F-2013/8488 ¦ G01N-0021/4785 ¦ G01N-2223/3035 ¦ G01N-2223/419 ¦ G01N-2223/634 | G01N-023/04 | G01N-023/04 ¦ G09B-023/30 ¦ G09B-023/28 ¦ A61B-006/12 ¦ A61F-013/84 ¦ G01N-021/47 | 4916004003126
US | US | P | B2 | Time-based digitizer for PET photodetector | An integrated circuit in a PET imaging system with a plurality of photo detectors is provided. A plurality of differential transimpedance amplifiers with differential inputs and differential outputs is provided, wherein differential inputs for each differential transimpedance amplifier of the plurality of differential transimpedance amplifiers are electrically connected to a photodetector. A plurality of level crossing analog-to-digital converters is provided wherein differential inputs for each level crossing analog-to-digital converter of the plurality of level crossing analog-to-digital converters are electrically connected to differential outputs of a differential transimpedance amplifier, wherein each level crossing analog-to-digital converter of the plurality of level crossing analog-to-digital converters, comprises a plurality of differential comparators with differential inputs and differential threshold inputs, wherein the differential inputs are electrically connected to the output of the differential outputs of the differential transimpedance amplifier electrically connected to the level crossing analog-to-digital converter and a clock. | 1. An integrated circuit in a PET imaging system with a plurality of photodetectors, wherein the plurality of photodetectors are optically coupled to scintillation crystals for a PET scanner, comprising: a plurality of differential transimpedance amplifiers with differential inputs and differential outputs, wherein differential inputs for each differential transimpedance amplifier of the plurality of differential transimpedance amplifiers are electrically connected to a photodetector of the plurality of photodetectors; a plurality of level crossing analog-to-digital converters wherein differential inputs for each level crossing analog-to-digital converter of the plurality of level crossing analog-to-digital converters are electrically connected to differential outputs of a differential transimpedance amplifier of the plurality of differential transimpedance amplifiers, wherein each level crossing analog-to-digital converter of the plurality of level crossing analog-to-digital converters, comprises: a plurality of differential comparators with differential inputs and differential threshold inputs, wherein the differential inputs are electrically connected to the output of the differential outputs of the differential transimpedance amplifier of the plurality of differential transimpedance amplifiers electrically connected to the level crossing analog-to-digital converter; and a clock for providing a time stamp, wherein each level crossing analog-to-digital converter of the plurality of level crossing analog-to-digital converters, further comprises a plurality of flip flops, wherein each flip flop receives input from a differential comparator of the plurality of differential comparators and the clock, wherein clock output is provided to a D input of each flip flop and differential comparator output is provided as input to a clock terminal of each flip flop, wherein output of each flip flop provides a digital representation of a shape of a current pulse waveform from a photodetector of the plurality of photodetectors. | 16 | 14/360289 | 2012-12-04 | 2015-0001404 | 2015-01-01 | 9244179 | 2016-01-26 | The Board of Trustees of the Leland Stanford Junior University | US | UN100984 | THE BOARD OF TRUSTEES OF THE LELAND STANFORD JUNIOR UNIVERSITY |  | Frances W. Y. Lau ¦ Craig Steven Levin ¦ Mark A. Horowitz ¦ Hwang Ho Choi ¦ Jaeha Kim |  |  |  | G01T-0001/208 | G01T-0001/208 ¦ E02D-0029/1427 ¦ G01T-0001/1647 ¦ G01T-0001/202 ¦ G01T-0001/2006 ¦ G01T-0001/2985 ¦ H03F-0003/08 ¦ H03M-0001/1019 ¦ H03M-0001/204 ¦ A61B-0006/037 ¦ A61B-0006/4208 | G01T-001/166 | G01T-001/166 ¦ G01T-001/29 ¦ G01T-001/208 ¦ H03M-001/10 ¦ H03F-003/08 ¦ H03M-001/20 ¦ E02D-029/14 ¦ G01T-001/164 ¦ G01T-001/20 ¦ G01T-001/202 ¦ A61B-006/03 ¦ A61B-006/00 | 4916004003282
US | US | P | B2 | Server for communication with an implantable medical device | A system and method for modifying the parameters of an implantable medical device includes an implantable medical device that communicates with a remote control device that, in turn, communicates through the browser of a computer or any other device capable of using mark-up language protocol. The computer optionally communicates with other computers and/or devices through a network. | 1. A system, comprising: an implantable medical device; and a remote control device configured to communicate with the implantable medical device, wherein the remote control device comprises a server configured to communicate with an external computer in accordance with a markup language protocol, and wherein the server is configured to receive a request from the external computer. | 35 | 14/696872 | 2015-04-27 | 2015-0227499 | 2015-08-13 | 9244898 | 2016-01-26 | Boston Scientific Neuromodulation Corporation | US | UN138455 | Boston Scientific Scimed, Inc. |  | George Vamos ¦ Kelly H. McClure |  |  |  | G06F-0017/2247 | G06F-0017/2247 ¦ A61N-0001/37217 ¦ A61N-0001/37264 ¦ A61N-0001/37282 ¦ G06F-0019/3418 ¦ H04L-0067/42 ¦ G06F-0019/3412 | A61N-001/372 | A61N-001/372 ¦ H04L-029/06 ¦ G06F-017/22 ¦ G06F-019/00 | 4916004003996
US | US | P | B2 | Image capture and identification system and process | A digital image of the object is captured and the object is recognized from plurality of objects in a database. An information address corresponding to the object is then used to access information and initiate communication pertinent to the object. | 1. A method of determining a payment account for a transaction comprising, recognizing, via a computer device processor, one or more products as a target object based on a digital representation of a scene including the one or more products, and a location of a mobile device capturing the digital representation of the scene; receiving information related to multiple accounts linked to a user and a transaction associated with the target object; determining at least one promotion related to the transaction associated with the target object and at least one account of the multiple accounts linked to the user; determining the payment account from the at least one account for use in a payment related to the transaction associated with the target object based at least in part on determining the at least one promotion and the at least one account; and presenting, via an address, an indicator associated with the payment account and the transaction associated with the target object. | 42 | 14/083210 | 2013-11-18 | 2014-0081747 | 2014-03-20 | 9244943 | 2016-01-26 | Nant Holdings IP, LLC | US | UN295786 | Nant Holdings IP LLC |  | Wayne C. Boncyk ¦ Ronald H. Cohen |  |  |  | G06F-0017/30247 | G06F-0017/30247 ¦ A61F-0009/08 ¦ A63F-0013/00 ¦ A63F-0013/12 ¦ G06F-0003/0482 ¦ G06F-0017/30014 ¦ G06F-0017/3025 ¦ G06F-0017/30241 ¦ G06F-0017/30253 ¦ G06F-0017/30256 ¦ G06F-0017/30259 ¦ G06F-0017/30386 ¦ G06F-0017/30879 ¦ G06F-0017/30882 ¦ G06K-0009/0063 ¦ G06K-0009/00536 ¦ G06K-0009/00664 ¦ G06K-0009/18 ¦ G06K-0009/228 ¦ G06K-0009/3241 ¦ G06K-0009/4652 ¦ G06K-0009/4671 ¦ G06K-0009/6201 ¦ G06K-0009/6202 ¦ G06K-0009/6203 ¦ G06K-0009/6212 ¦ G06K-0009/6215 ¦ G06K-0009/64 ¦ G06K-0009/78 ¦ G06Q-0010/02 ¦ G06Q-0020/24 ¦ G06Q-0020/3567 ¦ G06Q-0020/40145 ¦ G06Q-0030/0217 ¦ G06Q-0030/0241 ¦ G06Q-0030/0253 ¦ G06Q-0030/0257 ¦ G06Q-0030/0267 ¦ G06Q-0030/0268 ¦ G06Q-0030/0269 ¦ G06Q-0030/0277 ¦ G06Q-0030/0601 ¦ G06Q-0030/0623 ¦ G06Q-0030/0643 ¦ G06Q-0040/00 ¦ G06Q-0090/00 ¦ H04L-0067/10 ¦ H04N-0001/00244 ¦ H04N-0005/225 ¦ H04N-0005/23206 ¦ H04N-0005/23222 ¦ H04N-0005/23229 ¦ H04N-0005/91 ¦ H04N-0007/183 ¦ H04N-0021/23109 ¦ H04N-0021/23418 ¦ H04N-0021/254 ¦ H04N-0021/41407 ¦ H04N-0021/4223 ¦ H04N-0021/44222 ¦ H04N-0021/4722 ¦ H04N-0021/4782 ¦ H04N-0021/6582 ¦ H04N-0021/812 ¦ H04N-0021/8126 ¦ H04N-0021/8173 ¦ H04N-2201/3253 ¦ H04N-2201/3254 ¦ H04N-2201/3274 | G06F-017/30 | G06F-017/30 ¦ G06K-009/22 ¦ G06K-009/46 ¦ G06K-009/62 ¦ G06Q-030/02 ¦ G06Q-030/06 ¦ G06Q-040/00 ¦ G06K-009/78 ¦ G06K-009/00 ¦ H04N-005/225 ¦ G06Q-020/40 ¦ A61F-009/08 ¦ H04N-007/18 ¦ A63F-013/00 ¦ H04N-021/81 ¦ G06K-009/32 ¦ A63F-013/30 ¦ H04N-021/254 ¦ H04N-021/442 ¦ G06Q-010/02 ¦ H04N-005/232 ¦ G06Q-020/24 ¦ G06Q-020/34 ¦ G06F-003/0482 ¦ H04N-001/00 ¦ H04N-005/91 ¦ G06Q-090/00 ¦ G06K-009/64 ¦ H04L-029/08 ¦ H04N-021/231 ¦ H04N-021/234 ¦ H04N-021/414 ¦ H04N-021/4223 ¦ H04N-021/4722 ¦ H04N-021/4782 ¦ H04N-021/658 ¦ G06K-009/18 | 4916004004041
US | US | P | B2 | Method and system for computed radiography using a radio frequency identification device | A method for obtaining an X-ray image of a subject on a flexible information carrier plate for computed radiography. A memory is affixed to a surface of the plate, wherein the affixed memory stores information about the plate and is in wireless communication with a computer. A first scan date is stored in the affixed memory. Obtaining the X-ray image uses steps of storing at least a job identifier and a scan status for the plate in the affixed memory; acquiring image data from a scan of the plate following exposure to X-rays, acquiring at least the job identifier from the affixed memory, and associating the acquired image data with the acquired job identifier; incrementing a scan count value and updating the scan status in the affixed memory; erasing image content from the plate; and storing the acquired image data in a second, computer-accessible memory according to the acquired job identifier. | 1. A method for obtaining an intra-oral X-ray image of a subject on a flexible information intra-oral carrier plate for computed radiography, comprising: affixing a memory to a surface of the information intra-oral carrier plate, wherein the affixed memory stores information about the information intra-oral carrier plate and wherein the affixed memory is in wireless communication with a computer; storing at least a first scan date in the affixed memory; and obtaining the intra-oral X-ray image of the subject by: (i) storing at least a job identifier and a scan status for the information intra-oral carrier plate in the affixed memory; (ii) acquiring image data from a scan of the flexible information intra-oral carrier plate following exposure to X-rays, acquiring at least the job identifier from the affixed memory, and associating the acquired image data with the acquired job identifier; (iii) incrementing a scan count value and updating the scan status in the affixed memory of the exposed flexible information intra-oral carrier plate; (iv) erasing image content from the flexible information intra-oral carrier plate; and (v) storing the acquired image data in a second, computer-accessible memory according to the acquired job identifier. | 20 | 14/067156 | 2013-10-30 | 2014-0049380 | 2014-02-20 | 9245161 | 2016-01-26 | Carestream Health, Inc. | US | UN168947 | CARESTREAM HEALTH |  | Amir Berger ¦ Bruno Ehrmann ¦ Oded Wigderson ¦ Dmitry Teif ¦ Jean-Marc Inglese |  |  |  | G06K-0007/10376 | G06K-0007/10376 ¦ A61B-0006/145 ¦ A61B-0006/4411 ¦ A61B-0006/4494 ¦ G03B-0042/047 | H04Q-005/22 | H04Q-005/22 ¦ G06K-007/10 ¦ A61B-006/14 ¦ A61B-006/00 ¦ G03B-042/04 | 4916004004259
US | US | P | B2 | Cabinet system | A cabinet system for securely storing items includes a cabinet housing, a controller, and at least one drawer unit. The cabinet housing has a locking mechanism, and the controller is in communication with the cabinet housing and configured to operate the locking mechanism. The drawer unit is designed to be releasably locked at least partially within the cabinet housing by the locking mechanism, and slidable within a portion of the cabinet housing when released by the locking mechanism. The drawer unit includes at least one storage compartment, a cover, memory, and a power source. The storage compartment is configured to store at least one item therein. The cover is movable to an open configuration and a closed configuration. When the cover is in the closed configuration, the cover limits access to the item of the storage compartment. The memory is powered by the power source and is configured to store data associated with a movement of the cover. | 1. A medical item storage cabinet system, comprising: a cabinet including a drawer bay and a locking mechanism; a drawer located within the drawer bay of the cabinet, the drawer slidable relative to the drawer bay between an open position in which the drawer extends out of the drawer bay and a closed position in which the drawer is located within the drawer bay, the locking mechanism configured to engage the drawer in the closed position, the drawer including: a first compartment; a second compartment; a cover movable by an electric motor to a first position to permit access to the first compartment and limit access to the second compartment and moveable to a second position to permit access to the second compartment and limit access to the first compartment; an electronic memory coupled to the drawer configured to store information representative of movement of the cover that occurs when the drawer is in the open position; a power source coupled to the drawer configured to supply power to the electronic memory; wherein the electronic memory and the power source are physically supported by the drawer such that the electronic memory and the power source move with the drawer relative to the drawer bay. | 20 | 14/054480 | 2013-10-15 | 2014-0046482 | 2014-02-13 | 9245405 | 2016-01-26 | AutoMed Technologies, Inc. | US | UN135452 | AUTOMED TECHNOLOGIES INC. |  | James A. Michael |  |  |  | G07F-0011/18 | G07F-0011/18 ¦ A61J-0007/0084 ¦ E05B-0047/00 ¦ E05B-0065/462 ¦ G07F-0011/60 ¦ G07F-0011/62 ¦ G07F-0017/0092 ¦ H04Q-0009/00 ¦ E05B-2047/0094 ¦ H04Q-2209/30 ¦ H04Q-2209/823 | G06F-017/00 | G06F-017/00 ¦ G07F-011/18 ¦ A61J-007/00 ¦ E05B-047/00 ¦ E05B-065/46 ¦ G07F-011/60 ¦ G07F-011/62 ¦ G07F-017/00 ¦ H04Q-009/00 | 4916004004500
US | US | P | B2 | Active vibration noise control apparatus | An active vibration noise control apparatus uses an adaptive control process, which predicts rear road wheel noise canceling sounds by correcting a front road wheel reference signal or a rear road wheel reference signal with a corrective filter, based on different characteristics of front road wheel suspensions and rear road wheel suspensions. | 1. An active vibration noise control apparatus comprising: a front road wheel vibration detecting unit configured to detect front road wheel vibrations based on an input applied from a road surface to a front road wheel of a vehicle, and output a front road wheel reference signal representative of the detected front road wheel vibrations; a vehicle speed detecting unit configured to detect a vehicle speed of the vehicle; a delay time calculating unit configured to determine a delay time, which is representative of a difference between respective times when the front road wheel of the vehicle and a rear road wheel of the vehicle pass through a point, based on the vehicle speed; a rear road wheel reference signal outputting unit configured to output a rear road wheel reference signal, which is representative of predicted rear road wheel vibrations, comprising the front road wheel vibrations delayed by the delay time; and a canceling sound outputting unit configured to output a front road wheel noise canceling sound, which cancels out front road wheel vibration noise caused by the front road wheel vibrations at a noise silencing position, based on the front road wheel reference signal, and output a rear road wheel noise canceling sound, which cancels out rear road wheel vibration noise caused by the predicted rear road wheel vibrations at the noise silencing position, based on the rear road wheel reference signal, and a corrective filter configured to reflect a characteristic difference between front road wheel suspensions and rear road wheel suspensions of the vehicle in the rear road wheel reference signal by correcting the rear road wheel reference signal prior to being output by the corrective filter, based on the characteristic difference. | 8 | 13/354068 | 2012-01-19 | 2012-0189132 | 2012-07-26 | 9245518 | 2016-01-26 | Honda Motor Co., Ltd. | JP | UN000083 | HONDA MOTOR |  | Kosuke Sakamoto ¦ Toshio Inoue | 2011-010334 | JP | 2011-01-21 | G10K-0011/178 | G10K-0011/178 ¦ G10K-0011/1786 ¦ G10K-0011/1788 ¦ G10K-2210/12821 ¦ G10K-2210/3023 | A61F-011/06 | A61F-011/06 ¦ G10K-011/16 ¦ H03B-029/00 ¦ G10K-011/178 | 4916004004612
US | US | P | B2 | Adaptive inductive power supply | A contactless power supply has a dynamically configurable tank circuit powered by an inverter. The contactless power supply is inductively coupled to one or more loads. The inverter is connected to a DC power source. When loads are added or removed from the system, the contactless power supply is capable of modifying the resonant frequency of the tank circuit, the inverter frequency, the inverter duty cycle or the rail voltage of the DC power source. | 1. A contactless power supply for supplying power wirelessly to an electrically powered remote device comprising: a tank circuit having a primary for transferring power to the electrically powered remote device by an inductive coupling, said electrically powered remote device having a secondary in electrical communication with a load; drive circuitry configured to control application of power to said tank circuit, wherein operation of said drive circuitry varies based on a control signal applied to a control input of said drive circuitry; and a control system coupled to said drive circuitry, said control system configured to control said control signal to direct operation of said drive circuitry, said control system configured to vary power by selectively changing a phase delay of said control signal provided to said drive circuitry. | 29 | 13/524575 | 2012-06-15 | 2012-0249097 | 2012-10-04 | 9246356 | 2016-01-26 | ACCESS BUSINESS GROUP INTERNATIONAL LLC | US | UN000990 | ACCESS BUSINESS GROUP INT LLC |  | David W. Baarman |  |  |  | H02J-0013/0075 | H02J-0013/0075 ¦ A61L-0002/10 ¦ C02F-0001/008 ¦ C02F-0001/325 ¦ C02F-0009/005 ¦ H02J-0005/005 ¦ H02J-0013/0086 ¦ H02M-0003/33523 ¦ H02M-0003/33569 ¦ H02M-0003/33576 ¦ H02M-0007/53803 ¦ H05B-0037/03 ¦ H05B-0041/36 ¦ C02F-0001/001 ¦ C02F-2201/326 ¦ C02F-2201/3228 ¦ C02F-2209/005 ¦ C02F-2209/008 ¦ C02F-2209/40 ¦ H02J-0007/0027 ¦ H02M-2007/4815 ¦ H02M-2007/4818 ¦ Y02B-0070/1433 ¦ Y02B-0070/1441 | H02M-003/335 | H02M-003/335 ¦ H02J-013/00 ¦ A61L-002/10 ¦ C02F-001/32 ¦ C02F-009/00 ¦ H02J-005/00 ¦ H02M-007/538 ¦ H05B-037/03 ¦ H05B-041/36 ¦ C02F-001/00 ¦ H02J-007/00 ¦ H02M-007/48 | 4916004005445
US | US | P | B2 | Regenerative braking safety system and method of use | A centrifuge includes a regenerative braking safety system including an electrical system reversibly coupled to a power source. A motor is coupled to the electrical system. The motor is capable of driving a rotor using power delivered through the electrical system, and is further capable of supplying the electrical system with recovered energy. The recovered energy is electrical energy converted from kinetic energy of the rotor during regenerative braking of the motor. The safety system includes a power cut-off configured to disable the effect of regenerative braking of the motor when the electrical system is decoupled from the power source. | 1. A centrifuge comprising: an electrical system reversibly coupled to an AC power line, wherein an amount of energy is required by the electrical system in order to maintain an operation of the electrical system; a motor coupled to the electrical system, wherein the motor is capable of driving a rotor using power delivered through the electrical system, wherein the motor is further capable of supplying the electrical system with recovered energy, wherein said recovered energy is electrical energy converted from kinetic energy of the rotor during regenerative braking of the motor, wherein the electrical system returns the recovered energy to the AC power line when the AC power line is coupled to the electrical system during the regenerative braking of the motor; a power cut-off configured to disable the effect of regenerative braking of the motor upon detection that the AC power line has been decoupled from the electrical system during the regenerative braking of the motor, wherein the power cut-off is operable to detect the decoupling when the recovered energy generated from the regenerative braking of the motor is greater than or equal to the amount of energy required to maintain the operation of the electrical system; and a frequency detection circuit configured to monitor a frequency associated with the electrical energy returned to the AC power line during the regenerative braking of the motor to detect that the AC power line has been decoupled from the electrical system, the frequency detection circuit comprising: a first sub-circuit configured to detect if the monitored frequency is higher than a predetermined upper limit; and a second sub-circuit configured to detect if the monitored frequency is lower than a predetermined lower limit. | 24 | 13/369106 | 2012-02-08 | 2012-0206071 | 2012-08-16 | 9246432 | 2016-01-26 | Beckman Coulter, Inc. | US | UN159056 | BECKMAN COULTER, INC. |  | Ronald T. Keen ¦ Jason L. Hessler |  |  |  | H02P-0029/04 | H02P-0029/04 ¦ B04B-0009/10 ¦ H02P-0003/14 ¦ H02P-0029/025 ¦ H02J-0003/383 ¦ Y02E-0010/563 | H02K-007/10 | H02K-007/10 ¦ H02P-029/04 ¦ B04B-009/10 ¦ H02P-029/02 ¦ H02P-003/14 ¦ H02J-003/38 | 4916004005519
US | US | P | B2 | System and method for reliable and scalable health monitoring | A health-monitoring system and method are disclosed. The health-monitoring system and method comprise a sensory system and a sensory to front-end communication (SFCM) protocol coupled to the sensory system. The health-monitoring system and method include a front-end system coupled to the sensory system and a front-end to back-end communication (FBCM) protocol coupled to the front-end system. The health-monitoring system and method include a back-end system. The SFCM protocol communicates with the front-end system using a first state awareness link and the FBCM protocol communicates with the back-end system using a second state awareness link. | 1. A health-monitoring system comprising: a sensory system comprising a wireless sensor device; a front-end system comprising a mobile device coupled to the sensory system via a sensory to front-end communication (SFCM) protocol, wherein the SFCM protocol includes a first state awareness link that detects state information of the sensory system and the front-end system; a back-end system comprising a database server coupled to the front-end system via a front-end to back-end communication (FBCM) protocol, wherein the FBCM protocol includes a second state awareness link that detects state information of both the front-end system and the back-end system; and wherein the state information detected by the first and the second state awareness links comprises device type information, device revision information, and device mode information, further wherein the device type information includes a number of present sensors of the wireless sensor device and a final sensor data format; the device revision information includes a hardware data format version of the wireless sensor device, a firmware data format version of the wireless sensor device, and a protocol stack ID of the wireless sensor device; and the device mode information includes normal, retry, alert, data loss, error recovery, and waiting for upgrade modes. | 20 | 13/281153 | 2011-10-25 | 2013-0099936 | 2013-04-25 | 9247004 | 2016-01-26 | VITAL CONNECT, INC. | US | UN296588 | VitalConnect, Inc. |  | Saeed Azimi |  |  |  | H04L-0067/12 | H04L-0067/12 ¦ A61B-0005/1113 ¦ G06F-0017/3056 ¦ G06F-0019/3412 ¦ H04L-0067/142 ¦ A61B-0005/0002 ¦ A61B-0005/0024 ¦ A61B-0005/6833 ¦ A61B-2560/045 ¦ A61B-2560/0412 ¦ G06F-0019/34 | A61B-005/00 | A61B-005/00 ¦ H04L-029/08 ¦ G06F-017/30 ¦ A61B-005/11 ¦ G06F-019/00 | 4916004006090
US | US | P | B2 | Wearable heart rate monitor | Some embodiments provide a wearable fitness monitoring device including a motion sensor and a photoplethysmographic (PPG) sensor. The PPG sensor includes (i) a periodic light source, (ii) a photo detector, and (iii) circuitry determining a user's heart rate from an output of the photo detector. Some embodiments provide methods for operating a heart rate monitor of a wearable fitness monitoring device to measure one or more characteristics of a heartbeat waveform. Some embodiments provide methods for operating the wearable fitness monitoring device in a low power state when the device determines that the device is not worn by a user. Some embodiments provide methods for operating the wearable fitness monitoring device in a normal power state when the device determines that the device is worn by a user. Some embodiments provide methods for using response characteristics of the user's skin to adjust a gain and/or light emission intensity of the heart rate monitor. | 1. A method of operating a heart rate monitor of a wearable fitness monitoring device to adjust at least one setting for operating the heart rate monitor, wherein operating the heart rate monitor comprises: (a) operating a light source in the heart rate monitor in a skin characterization mode by emitting a succession of light pulses, at least some having variable intensity with respect to one another; (b) detecting a variation in intensity of light from the light pulses emitted in the skin characterization mode after the light has interacted with a user'ss skin; (c) determining a mathematical function having the intensities of the succession of light pulses emitted in (a) as an input and the variation in intensity of light detected in (b) as an output, thereby obtaining a response characteristic of the user'ss skin from the mathematical function or a characteristic thereof; and (d) using the response characteristic of the user'ss skin to adjust a gain and/or light emission intensity of the heart rate monitor operating in a first mode for detecting one or more characteristics of the user'ss heartbeat waveform. | 28 | 14/507184 | 2014-10-06 | 2015-0025394 | 2015-01-22 | 9237855 | 2016-01-19 | Fitbit, Inc. | US | UN296457 | Fitbit, Inc. |  | Jung Ook Hong ¦ Shelten Gee Jao Yuen |  |  |  | A61B-0005/02427 | A61B-0005/02427 ¦ A61B-0005/0002 ¦ A61B-0005/0205 ¦ A61B-0005/02416 ¦ A61B-0005/02433 ¦ A61B-0005/02438 ¦ A61B-0005/11 ¦ A61B-0005/1118 ¦ A61B-0005/1123 ¦ A61B-0005/4812 ¦ A61B-0005/681 ¦ A61B-0005/6843 ¦ A61B-0005/6844 ¦ A61B-0005/6886 ¦ A61B-0005/7235 ¦ H04W-0004/027 ¦ A61B-2562/0233 ¦ H04L-0067/12 ¦ H04W-0004/008 | A61B-005/02 | A61B-005/02 ¦ A61B-005/024 ¦ A61B-005/11 ¦ A61B-005/00 ¦ H04W-004/02 ¦ A61B-005/0205 ¦ H04W-004/00 ¦ H04L-029/08 | 4916003000475
US | US | P | B2 | Medicament delivery device having an electronic circuit system | Medicament delivery devices are described herein. In some embodiments, an apparatus includes a medical injector and an electronic circuit system. The medical injector includes a housing, a medicament container, and a medicament delivery member. The housing defines a first region and a second region. The first region includes the medicament container and is physically isolated from the second region. The electronic circuit system is configured to be disposed within the second region defined by the housing. The electronic circuit system is configured to output an electronic output associated with a use of the medical injector. | 1. An apparatus comprising: a medicament delivery device configured to deliver a medicament, the medicament delivery device having a first housing, an energy storage member, and a medicament container, the energy storage member configured to produce a force to move the medicament container within the first housing, an exterior wall of the first housing defining an interior volume, at least one of the energy storage member or the medicament container completely disposed within the interior volume; a second housing formed separately from the first housing, the second housing including a connection portion configured to be matingly coupled to a corresponding connection portion of the first housing such that an interface between the exterior wall of the first housing and the second housing is substantially flush and such that the second housing remains in a fixed position relative to the first housing during a delivery event; and an electric circuit system having an audible output device coupled to the second housing, the electronic circuit system configured to produce a recorded speech output via the audible output device when the electronic circuit system is actuated. | 20 | 13/550893 | 2012-07-17 | 2013-0190692 | 2013-07-25 | 9238108 | 2016-01-19 | kaleo, Inc. | US | UN295666 | Kaleo, Inc. |  | Eric S. Edwards ¦ Evan T. Edwards ¦ Mark J. Licata ¦ Paul F. Meyers ¦ David A. Weinzierl |  |  |  | A61M-0005/31 | A61M-0005/31 ¦ A61M-0005/2053 ¦ G06F-0019/3468 ¦ G09B-0023/28 ¦ A61M-0005/24 ¦ A61M-0005/3287 ¦ A61M-2005/206 ¦ A61M-2005/2073 ¦ A61M-2205/50 ¦ A61M-2205/581 ¦ A61M-2205/583 | A61M-037/00 | A61M-037/00 ¦ A61M-005/31 ¦ A61M-005/20 ¦ G06F-019/00 ¦ G09B-023/28 ¦ A61M-005/24 ¦ A61M-005/32 | 4916003000728
US | US | P | B2 | Optimizing data retrieval from an active implantable medical device | An external data retrieval apparatus includes a transceiver, and a processing system coupled to the transceiver. The processing system obtains a plurality of measures over a period of time. The measures relate to a quality of a communications channel between the data retrieval apparatus and an active implantable medical device. The processing system determines a trend in the plurality of measures over the period of time, and then determines a preferred time during which to retrieve data based on the trend. | 1. A method of data retrieval by an external data retrieval apparatus, said method comprising: obtaining a plurality of measures over a period of time, the measures corresponding to a quality of a communications channel between the data retrieval apparatus and an active implantable medical device; determining a trend in the quality of the communication channel based on the plurality of measures obtained over the period of time; determining a preferred time during which to retrieve data over the communication channel based on the trend in the quality of the communication channel; and wherein determining the preferred time comprises processing the plurality of measures to identify a time or time duration during which one or more of the plurality of measures indicate a higher measure of a quality of communication relative to one or more of the plurality of measures obtained during other times or time durations. | 16 | 13/830021 | 2013-03-14 | 2014-0266774 | 2014-09-18 | 9238144 | 2016-01-19 | NeuroPace, Inc. | US | UN135338 | NEUROPACE INC |  | David A. Greene ¦ Steve T. Archer ¦ Patrick G. Mulligan, IV |  |  |  | A61N-0001/37276 | A61N-0001/37276 | A61N-001/372 | A61N-001/372 ¦ H04Q-005/22 ¦ H04Q-009/00 ¦ G08C-017/02 ¦ G01N-033/48 | 4916003000764
US | US | P | B2 | Thermally controlled chamber with optical access for high-performance PCR | Novel methods and systems for polymerase chain reaction (PCR) are disclosed. A PCR device has a bottom heater layer, a central reacting layer, and a top heater layer. The central reacting layer has a PCR reacting chamber connected with fluidics channels. Photoluminescence of a DNA solution in the PCR reactive chamber is carried out through the transparent top layers. | 1. A device comprising: a bottom heater layer, wherein the bottom heater layer comprises a bottom substrate layer, a first adhesive layer, heater elements, a top substrate layer, and fluidics channels; a central reacting layer, wherein the central reacting layer comprises a fluidics chamber connected to the fluidics channels; and a top heater layer, the top heater layer comprising a transparent insulating layer, a transparent conducting layer, a digitated conducting layer, and a top protective layer, wherein the transparent insulating layer is connected to the central reacting layer; wherein the bottom heater layer is bonded to the central reacting layer with a second adhesive layer, and the central reacting layer is bonded to the top heater layer with a third adhesive layer. | 11 | 14/028431 | 2013-09-16 | 2014-0080133 | 2014-03-20 | 9238833 | 2016-01-19 | CALIFORNIA INSTITUTE OF TECHNOLOGY | US | UN001424 | CALIFORNIA INSTITUTE OF TECHNOLOGY |  | Samson Chen ¦ Aditya Rajagopal ¦ Axel Scherer |  |  |  | C12Q-0001/686 | C12Q-0001/686 ¦ B01L-0007/52 ¦ H05K-0001/0212 ¦ H05K-0001/0272 ¦ H05K-0001/16 ¦ H05K-0003/4644 ¦ H05K-0003/4697 ¦ B01L-2200/12 ¦ B01L-2300/0877 ¦ B01L-2300/1827 ¦ Y10T-0029/49155 | C12Q-001/68 | C12Q-001/68 ¦ C12P-019/34 ¦ H05K-003/46 ¦ H05K-001/02 ¦ H05K-001/16 ¦ B01L-007/00 | 4916003001451
US | US | P | B1 | Calibration of photoelectromagnetic sensor in a laser source | In a laser-produced plasma (LPP) extreme ultraviolet (EUV) system, laser pulses are used to produce EUV light. To determine the energy of individual laser pulses, a photoelectromagnetic (PEM) detector is calibrated to a power meter using a calibration coefficient. When measuring a unitary laser beam comprising pulses of a single wavelength, the calibration coefficient is calculated based on a burst of the pulses. A combined laser beam has main pulses of a first wavelength alternating with pre-pulses pulses of a second wavelength. To calculate the energy of the main pulses in the combined laser beam, the calibration coefficient calculated for a unitary laser beam of the main pulses is used. To calculate the energy of the pre-pulses in the combined laser beam, a new calibration coefficient is calculated. When the calculated energy values drift beyond a pre-defined threshold, the calibration coefficients are recalculated. | 1. A system comprising: an energy monitor within a laser source of a laser-produced plasma (LPP) extreme ultraviolet (EUV) system, the energy monitor configured to measure laser pulses having a same wavelength and occurring in a burst, the energy monitor comprising: a power meter configured to measure an average power of the laser pulses over a defined period of time, and a photoelectromagentic (PEM) detector configured to provide a first voltage signal indicative of a temporal profile of the burst of the laser pulses over at least a portion of the defined period of time; a calibration module configured to determine a calibration coefficient based on the average power and the first voltage signal, the calibration coefficient being a ratio of an energy of the burst of the laser pulses determined from the average power and an integral of the first voltage signal; and a single pulse energy calculation (SPEC) module configured to determine an energy of a subsequent pulse of the series of the laser pulses based on the calibration coefficient and a pulse integral of a second voltage signal provided by the PEM detector indicating a temporal profile of the subsequent pulse. | 13 | 14/330488 | 2014-07-14 | 2016-0011056 | 2016-01-14 | 9239268 | 2016-01-19 | ASML Netherlands B.V. | NL | UN000759 | ASML NETHERLANDS BV |  | Rong Liu ¦ Robert J. Rafac ¦ David Wayne Myers ¦ Robert A. Bergstedt ¦ Paul Alexander McKenzie |  |  |  | G01J-0011/00 | G01J-0011/00 ¦ H01S-0005/042 ¦ H05G-0002/008 | G01J-005/00 | G01J-005/00 ¦ G01J-011/00 ¦ H05G-002/00 ¦ H01S-005/042 | 4916003001885
US | US | P | B1 | Calibration of photoelectromagnetic sensor in a laser source | In a laser-produced plasma (LPP) extreme ultraviolet (EUV) system, laser pulses are used to produce EUV light. To determine the energy of individual laser pulses, a photoelectromagnetic (PEM) detector is calibrated to a power meter using a calibration coefficient. When measuring a unitary laser beam comprising pulses of a single wavelength, the calibration coefficient is calculated based on a burst of the pulses. A combined laser beam has main pulses of a first wavelength alternating with pre-pulses pulses of a second wavelength. To calculate the energy of the main pulses in the combined laser beam, the calibration coefficient calculated for a unitary laser beam of the main pulses is used. To calculate the energy of the pre-pulses in the combined laser beam, a new calibration coefficient is calculated. When the calculated energy values drift beyond a pre-defined threshold, the calibration coefficients are recalculated. | 1. A system comprising: an energy monitor within a laser-produced plasma (LPP) extreme ultraviolet (EUV) system, the energy monitor configured to measure a laser beam comprising pre-pulses and main pulses separated by a length of time, the energy monitor comprising: a power meter configured to sense an average power of the series of laser pulses over a defined period of time, and a photoelectromagnetic (PEM) detector configured to provide a voltage signal depicting a temporal profile of the first pre-pulse separated from the first main pulse by the length of time during a portion of the defined period of time; a calibration module configured to determine a power of the first main pulse based on a main pulse calibration coefficient and a pulse integral of a portion of the voltage signal corresponding to the first main pulse, to determine a power of the first pre-pulse based on the average power and the power of the first main pulse, and to determine a pre-pulse calibration coefficient based on the power of the first pre-pulse and an integral of a portion of the voltage signal corresponding to the first pre-pulse; and a single pulse energy calculation (SPEC) module configured to determine an energy of a second pre-pulse based on the pre-pulse calibration coefficient and a pulse integral of a portion of a second voltage signal provided by the PEM detector corresponding to the second pre-pulse, and to determine an energy of a second main pulse based on the main pulse calibration coefficient and a pulse integral of a portion of the second voltage signal to the second main pulse. | 11 | 14/330526 | 2014-07-14 | 2016-0011057 | 2016-01-14 | 9239269 | 2016-01-19 | ASML Netherlands B.V. | NL | UN000759 | ASML NETHERLANDS BV |  | Rong Liu ¦ Robert J. Rafac ¦ David Wayne Myers ¦ Robert A. Bergstedt ¦ Paul Alexander McKenzie |  |  |  | G01J-0011/00 | G01J-0011/00 ¦ G01J-0001/4257 ¦ G02B-0027/0025 ¦ H01S-0005/042 ¦ H05G-0002/008 ¦ G01J-2001/4238 | G01J-005/00 | G01J-005/00 ¦ G01J-011/00 ¦ H05G-002/00 ¦ G01J-001/42 ¦ G02B-027/00 ¦ H01S-005/042 | 4916003001886
US | US | P | B2 | Antenna shield for an implantable medical device | An implantable medical device includes a housing. An opening is present in the housing. The implantable medical device includes an antenna in the housing, where the antenna is located below the opening. The implantable medical device includes a cover coupled to edges of the housing defining the opening to close the opening. The cover enables passage of radio frequency signals at one or more communication frequencies to and from the antenna. The implantable medical device also includes an antenna shield positioned above the cover. The antenna shield reduces passage of radio frequency signals to and from at least a portion of the antenna during use. | 1. An implantable medical device comprising: a housing, wherein an opening is present in the housing; an antenna in the housing, wherein the antenna is located below the opening; a cover coupled to edges of the housing defining the opening to close the opening, wherein the cover enables passage of radio frequency signals at one or more communication frequencies to and from the antenna; and an antenna shield positioned above the cover, wherein the antenna shield reduces passage of radio frequency signals to and from at least a portion of the antenna during use. | 20 | 13/829141 | 2013-03-14 | 2013-0207863 | 2013-08-15 | 9240630 | 2016-01-19 | CYBERONICS, INC. | US | UN157902 | CYBERONICS, INC. |  | Himanshu Joshi |  |  |  | H01Q-0001/42 | H01Q-0001/42 ¦ A61N-0001/37229 ¦ H01Q-0001/273 ¦ H01Q-0001/38 ¦ H01Q-0013/10 ¦ H01Q-0021/08 ¦ H01Q-0021/205 ¦ A61N-0001/375 | A61N-001/37 | A61N-001/37 ¦ H01Q-001/42 ¦ A61N-001/372 ¦ H01Q-001/38 ¦ H01Q-013/10 ¦ H01Q-021/08 ¦ H01Q-021/20 ¦ H01Q-001/27 ¦ A61N-001/375 | 4916003003243
US | US | P | B2 | Monitoring device and a method for wireless data and power transmission in a monitoring device | In a monitoring device including a reader and a data carrier, the data carrier includes a receiver coil ( 201 ), a resonator capacitor ( 202 ), rectifier means ( 203 ), a modulation capacitor ( 206 ), an energy storage capacitor ( 204 ), three modulation switches ( 209, 210, 211 ) and data processing means. The modulation capacitor ( 206 ), the energy storage capacitor ( 204 ), the data processing means and the three modulation switches ( 209, 210, 211 ) are arranged such that, in a first configuration, the modulation capacitor ( 206 ) and the energy storage capacitor ( 204 ) are coupled in parallel and, in a second configuration, the modulation capacitor ( 206 ) and the energy storage capacitor ( 204 ) are coupled in series. The invention further provides a method of operating a data carrier in such a monitoring device. | 1. A monitoring device comprising a reader and a data carrier, adapted for wireless data transmission from the data carrier to the reader using load modulation whereby a load presented by said data carrier is modulated, and for powering the data carrier using a wireless inductive power transmission via an inductive link from the reader and to the data carrier, wherein the data carrier comprises: a receiver coil; a data processor for processing data stored on said data carrier; a rectifier for rectifying an output of the receiver coil; a switch; and a capacitor circuit of at least two capacitors connected to said rectifier; wherein the data processor, switch and capacitors are connected such that, in a first configuration, the capacitors are coupled in parallel and, in a second configuration, the capacitors are coupled in series, whereby load modulation of the data carrier is achieved by switching between said first and second configuration, and said capacitors are further arranged for storing energy received from the wireless inductive power transmission and for powering the data processor. | 6 | 13/614094 | 2012-09-13 | 2013-0009609 | 2013-01-10 | 9240825 | 2016-01-19 | Widex A/S | DK | UN120153 | WIDEX AS |  | Henning Hougaard Andersen ¦ Soren Kilsgaard |  |  |  | H04B-0005/0031 | H04B-0005/0031 ¦ A61B-0005/0002 ¦ H02J-0005/005 ¦ H04B-0005/0037 ¦ H04B-0005/0081 ¦ A61B-0005/0476 ¦ A61B-2560/0219 | H02J-007/00 | H02J-007/00 ¦ H04B-005/00 ¦ A61B-005/00 ¦ H02J-005/00 ¦ A61B-005/0476 | 4916003003437
US | US | P | B2 | Method of operation of a multi-layer-multi-turn structure for high efficiency wireless communication | A structure for wireless communication having a plurality of conductor layers, an insulator layer separating each of the conductor layers, and at least one connector connecting two of the conductor layers wherein an electrical resistance is reduced when an electrical signal is induced in the resonator at a predetermined frequency. | 1. A method for operating a structure, the method comprising the following steps: a) providing a plurality of first conductors, each conductor having a first conductor thickness and a first conductor skin depth residing within the first conductor thickness; b) providing a plurality of first insulators, each of the first insulators positioned between each of the first conductors, wherein the plurality of first conductors and first insulators are arranged to form a first resonator, wherein each of the first conductors and insulators that form the first resonator has at least one turn; and c) inducing a first electrical signal in at least one of the first plurality of conductors so that the first electrical signal propagates through first conductor skin depth, and wherein the first resonator resonates at a first operating frequency. | 35 | 13/233538 | 2011-09-15 | 2013-0069843 | 2013-03-21 | 9232893 | 2016-01-12 | NuCurrent, Inc. | US | UN208456 | NuCurrent, Inc. |  | Vinit Singh ¦ Christine A. Frysz |  |  |  | A61B-0005/0015 | A61B-0005/0015 ¦ H01Q-0001/36 ¦ H01Q-0001/38 ¦ H01Q-0007/00 | H01Q-001/38 | H01Q-001/38 ¦ A61B-005/00 ¦ H01Q-001/36 ¦ H01Q-007/00 | 4916002000752
US | US | P | B2 | Detection circuit for generating biological information | An amplifier circuit includes first and second amplification units. A first detection electrode and a high impedance circuit are connected to the input terminal of the first amplification unit. A second detection electrode and a high impedance circuit are connected to the input terminal of the second amplification unit. The output terminals of the first and second amplification units output first and second output signals, and are connected to the input terminals of a differential amplifier circuit through coupling capacitors, respectively. The differential amplifier circuit operates a difference between the first and second output signals in a state where a direct-current component is omitted. | 1. A detection circuit comprising: a first detection electrode coupled to a first high impedance circuit; a second detection electrode coupled to a second high impedance circuit; an amplifier circuit including a first amplification unit configured to amplify a first detection signal received from the first detection electrode and a second amplification unit configured to amplify a second detection signal received from the second detection unit; a differential circuit having a first input terminal configured to receive the first amplified detection signal and a second input terminal configured to receive the second amplified detection signal, the differential circuit being configured to output a differential signal between the first amplified detection signal and the second amplified detection signal; a first coupling capacitor coupled between the first amplification unit and the first input terminal of the differential circuit; and a second coupling capacitor coupled between the second amplification unit and the second input terminal of the differential circuit, wherein the first high impedance circuit and the second high impedance circuit are coupled to a reference measurement electric potential. | 14 | 13/865391 | 2013-04-18 | 2014-0142447 | 2014-05-22 | 9232902 | 2016-01-12 | MURATA MANUFACTURING CO., LTD. | JP | UN000078 | MURATA MANUFACTURING CO |  | Eiji Takahashi ¦ Noriaki Okuda | 2010-240665 ¦ 2011-112520 | JP ¦ JP | 2010-10-27 ¦ 2011-05-19 | A61B-0005/04284 | A61B-0005/04284 ¦ A61B-0005/0408 ¦ A61B-0005/04012 ¦ A61B-0005/7246 ¦ H03F-0003/45475 ¦ H03G-0001/0035 ¦ H03G-0003/30 ¦ H03F-2200/261 ¦ H03F-2200/411 ¦ H03F-2203/45522 ¦ H03F-2203/45528 | H03G-003/30 | H03G-003/30 ¦ A61B-005/0428 ¦ H03F-003/45 ¦ H03G-001/00 ¦ A61B-005/04 ¦ A61B-005/0408 ¦ A61B-005/00 | 4916002000761
US | US | P | B2 | Defibrillator with implantable medical device detection | In general, the invention is directed to techniques for using an external defibrillator to detect a presence of an implantable medical device (IMD) implanted within a patient, and providing therapy to the patient through communication between the external defibrillator and the IMD. An external defibrillator provides prompts to a user of the external defibrillator to determine the presence of an IMD implanted within the patient. For example, the external defibrillator may prompt the user to visually inspect the patient's chest for signs that an IMD was implanted, such as a scar or raised portion of skin near the patient's clavicles. As another example, the external defibrillator may prompt the user to place a detection device on the patient's chest. The detection device may be coupled to the external defibrillator, and may employ a magnet to initiate telemetry by the IMD to detect the presence of the IMD. | 1. An external defibrillator comprising: a defibrillation therapy generator; electrodes coupled to the defibrillation therapy generator; and a detection device including an acoustically-based detector device that detects a presence of an implantable medical device (IMD) in a patient and that includes: an indicator to guide placement of the detection device toward an IMD, a bottom surface with an adhesive layer, wherein the bottom surface is the surface closest to the skin of the patient, and a removable backing layer connected to the adhesive layer. | 21 | 14/015329 | 2013-08-30 | 2014-0005735 | 2014-01-02 | 9233256 | 2016-01-12 | PHYSIO-CONTROL, INC. | US | UN177115 | PHYSIO CONTROL CORP |  | David Jorgenson |  |  |  | A61N-0001/3925 | A61N-0001/3925 ¦ A61N-0001/37247 ¦ A61N-0001/39 ¦ G09B-0023/28 ¦ G09B-0023/288 ¦ A61N-0001/3605 ¦ A61N-0001/37211 ¦ A61N-0001/3993 | A61N-001/36 | A61N-001/36 ¦ A61B-005/06 ¦ A61N-001/39 ¦ A61N-001/372 ¦ G09B-023/28 | 4916002001115
US | US | P | B2 | Image capture and identification system and process | A digital image of the object is captured and the object is recognized from plurality of objects in a database. An information address corresponding to the object is then used to access information and initiate communication pertinent to the object. | 1. An interactive system comprising: a device interface configured to receive a plurality of digital image representations of an environment of a portable device, each of the plurality of digital image representations including a digital image representation of at least a part of a person within the environment; and a processing platform communicatively coupled with the device interface and configured to: obtain the plurality of digital image representations via the device interface; recognize the part of the person from the plurality of digital image representations as a target object; identify target object information, including an address, associated with the target object; enable an execution of an action based on the identified target object information and the address. | 45 | 14/463526 | 2014-08-19 | 2014-0355894 | 2014-12-04 | 9235600 | 2016-01-12 | Nant Holdings IP, LLC | US | UN295786 | Nant Holdings IP LLC |  | Wayne C. Boncyk ¦ Ronald H. Cohen |  |  |  | G06F-0017/30247 | G06F-0017/30247 ¦ A61F-0009/08 ¦ A63F-0013/00 ¦ A63F-0013/12 ¦ G06F-0003/0482 ¦ G06F-0017/30014 ¦ G06F-0017/3025 ¦ G06F-0017/30241 ¦ G06F-0017/30253 ¦ G06F-0017/30256 ¦ G06F-0017/30259 ¦ G06F-0017/30386 ¦ G06F-0017/30879 ¦ G06F-0017/30882 ¦ G06K-0009/0063 ¦ G06K-0009/00536 ¦ G06K-0009/00664 ¦ G06K-0009/18 ¦ G06K-0009/228 ¦ G06K-0009/3241 ¦ G06K-0009/4652 ¦ G06K-0009/4671 ¦ G06K-0009/6201 ¦ G06K-0009/6202 ¦ G06K-0009/6203 ¦ G06K-0009/6212 ¦ G06K-0009/6215 ¦ G06K-0009/64 ¦ G06K-0009/78 ¦ G06Q-0010/02 ¦ G06Q-0020/24 ¦ G06Q-0020/3567 ¦ G06Q-0020/40145 ¦ G06Q-0030/0217 ¦ G06Q-0030/0241 ¦ G06Q-0030/0253 ¦ G06Q-0030/0257 ¦ G06Q-0030/0267 ¦ G06Q-0030/0268 ¦ G06Q-0030/0269 ¦ G06Q-0030/0277 ¦ G06Q-0030/0601 ¦ G06Q-0030/0623 ¦ G06Q-0030/0643 ¦ G06Q-0040/00 ¦ G06Q-0090/00 ¦ H04L-0067/10 ¦ H04N-0001/00244 ¦ H04N-0005/225 ¦ H04N-0005/23206 ¦ H04N-0005/23222 ¦ H04N-0005/23229 ¦ H04N-0005/91 ¦ H04N-0007/183 ¦ H04N-0021/23109 ¦ H04N-0021/23418 ¦ H04N-0021/254 ¦ H04N-0021/41407 ¦ H04N-0021/4223 ¦ H04N-0021/44222 ¦ H04N-0021/4722 ¦ H04N-0021/4782 ¦ H04N-0021/6582 ¦ H04N-0021/812 ¦ H04N-0021/8126 ¦ H04N-0021/8173 ¦ H04N-2201/3253 ¦ H04N-2201/3254 ¦ H04N-2201/3274 | G06F-017/30 | G06F-017/30 ¦ G06K-009/22 ¦ G06K-009/46 ¦ G06K-009/62 ¦ G06Q-030/02 ¦ G06Q-030/06 ¦ G06Q-040/00 ¦ G06K-009/78 ¦ G06K-009/00 ¦ H04N-005/225 ¦ G06Q-020/40 ¦ A61F-009/08 ¦ H04N-007/18 ¦ A63F-013/00 ¦ H04N-021/81 ¦ G06K-009/32 ¦ A63F-013/30 ¦ H04N-021/254 ¦ H04N-021/442 ¦ G06Q-010/02 ¦ H04N-005/232 ¦ G06Q-020/24 ¦ G06Q-020/34 ¦ G06F-003/0482 ¦ H04N-001/00 ¦ H04N-005/91 ¦ G06Q-090/00 ¦ G06K-009/64 ¦ H04L-029/08 ¦ H04N-021/231 ¦ H04N-021/234 ¦ H04N-021/414 ¦ H04N-021/4223 ¦ H04N-021/4722 ¦ H04N-021/4782 ¦ H04N-021/658 ¦ G06K-009/18 | 4916002003443
US | US | P | B2 | User station for healthcare communication system | A user station configurable for use in a healthcare communication system, such as a nurse call system, is provided. | 1. A healthcare communication system comprising a primary console having a first housing, a first touchscreen display coupled to the first housing, and a telephone handset adjacent the touchscreen display, and a plurality of secondary consoles, each secondary console being located in a respective patient room of a plurality of patient rooms, each secondary console having a respective second housing and a respective second touchscreen display coupled to the second housing, each of the secondary consoles being communicatively coupled to the primary console, wherein each secondary console of the plurality of secondary consoles includes electrical circuitry in the respective second housing, the electrical circuitry being configured to receive calls from the primary console and each of the other secondary consoles of the plurality of secondary consoles and to display information relating to the received calls on the respective second touchscreen display, wherein the electrical circuitry is configured to enable a user to place calls to other users and to select a preferred mode of calling other users, the preferred mode selected from a plurality of calling modes comprising at least one of the following: voice routing to a located position, wireless telephone, or text paging to a wireless device. | 16 | 14/453009 | 2014-08-06 | 2014-0347174 | 2014-11-27 | 9235979 | 2016-01-12 | Hill-Rom Services, Inc. | US | UN150967 | HILL ROM SERVICES INC |  | Richard J. Schuman, Sr. ¦ Erik E. Roehl ¦ Williams F. Collins, Jr. |  |  |  | G08B-0025/00 | G08B-0025/00 ¦ A61B-0005/002 ¦ A61B-0005/7465 ¦ G08B-0005/222 ¦ G08B-0007/06 ¦ G08B-0025/016 ¦ H04L-0067/12 ¦ H04L-0067/18 | G08B-005/22 | G08B-005/22 ¦ G08B-025/00 ¦ G08B-007/06 ¦ H04L-029/08 ¦ G08B-025/01 ¦ A61B-005/00 | 4916002003822
US | US | P | B2 | Surgical antenna structure | A surgical spatula has a planar transmission line for carrying microwave energy formed from a sheet of a first dielectric material which has first and second conductive layers on opposite sides thereof. The surgical spatula also has a coaxial cable for delivering microwave energy to the planar transmission line. The coaxial cable has an inner conductor, an outer conductor coaxial with the inner conductor and a second dielectric material separating the inner and outer conductors. The inner and outer conductors extend beyond the second dielectric to overlap opposite surfaces of the transmission line and electrically contact the first conductive layer and second conductive layer respectively. The width of the first and second conductive layers is selected to create an impedance match between the transmission line and the coaxial cable. | 1. A surgical spatula comprising: a planar transmission line for carrying microwave energy formed from a sheet of a first dielectric material having first and second conductive layers on opposite surfaces thereof, the sheet of first dielectric material having a substantially uniform width dimension of 5 mm or less; a substantially uniform thickness dimension of 2 mm or less; and a substantially uniform length dimension greater than the width dimension; a coaxial cable having an outer diameter of 3 mm or less for delivering microwave energy to the planar transmission line, the coaxial cable comprising an inner conductor, an outer conductor coaxial with the inner conductor, and a second dielectric material separating the outer and inner conductors, the planar transmission line being connected lengthwise to the coaxial cable at a connection interface; and a protective sleeve mounted over the connection interface, wherein one end of the sheet of first dielectric material abuts the end of the coaxial cable at the connection interface, the inner and outer conductors extend beyond the second dielectric at the connection interface to overlap opposite surfaces of the transmission line and electrically contact the first conductive layer and second conductive layer respectively, the first conductive layer is spaced from the end of the transmission line that abuts the coaxial cable to electrically isolate the outer conductor from the first conductive layer, and the width of the first and second conductive layers is selected to create an impedance match between the transmission line and the coaxial cable. | 17 | 13/379623 | 2010-07-20 | 2012-0101492 | 2012-04-26 | 9236646 | 2016-01-12 | CREO MEDICAL LIMITED | GB | UN295176 | Creo Medical Ltd. |  | Christopher Paul Hancock | 2009012576 | GB | 2009-07-20 | H01Q-0001/22 | H01Q-0001/22 ¦ A61B-0018/18 ¦ A61B-0018/1815 ¦ H01Q-0001/38 ¦ H01Q-0013/08 ¦ A61B-0018/14 ¦ A61B-2018/1876 ¦ A61B-2018/1892 | H01Q-001/22 | H01Q-001/22 ¦ A61B-018/18 ¦ H01Q-001/38 ¦ H01Q-013/08 ¦ A61B-018/14 | 4916002004487
US | US | P | B2 | Establishing secure communication between an implantable medical device and an external device | Establishing secure communication between an implantable medical device and an external device includes: accessing, at the implantable medical device, biological data; utilizing the biological data, at the implantable medical device, to generate a public cryptographic key; and utilizing the public cryptographic key, at the implantable medical device, to generate a private cryptographic key. | 1. A medical device, comprising: a converting module configured to convert biometric activity to a digital representation, to compute a metric based on the digital representation of the biometric activity, and to obtain a digital representation of the metric; and a cryptographic key generator configured to generate a cryptographic key corresponding to a portion of a random number derived directly from the digital representation of the metric. | 20 | 14/676759 | 2015-04-01 | 2015-0207622 | 2015-07-23 | 9237012 | 2016-01-12 | NeuroPace, Inc. | US | UN135338 | NEUROPACE INC |  | Dean P Andersen |  |  |  | H04L-0009/0869 | H04L-0009/0869 ¦ A61B-0005/0006 ¦ A61B-0005/0476 ¦ A61N-0001/36064 ¦ G06F-0007/588 ¦ G06F-0019/3406 ¦ G06F-0021/606 ¦ H04L-0009/0816 ¦ H04L-0067/12 ¦ H04W-0012/04 ¦ H04W-0012/06 ¦ H04L-2209/24 | H04L-029/06 | H04L-029/06 ¦ H04L-009/08 ¦ H04W-012/04 ¦ H04W-012/06 ¦ G06F-007/58 ¦ H04L-029/08 ¦ G06F-019/00 ¦ G06F-021/60 ¦ A61B-005/00 ¦ A61B-005/0476 ¦ A61N-001/36 | 4916002004852
US | US | P | B2 | Rapid visual cuing apparatus for cardiac EKG rhythms | The present invention is a visual cuing device which allows users to rapidly and easily identify ECG/EKG cardiac arrhythmias and twelve lead ECG/EKG arrhythmias. A visual cuing device contains a plurality of panels with a plurality of graphically displayed ECG/EKG abnormalities alternated with visually high-contrast, solid colored text sections. A visual cuing device may also contain additional tools, such as a heart rate reference line, time reference line or baseline window to aid in analysis and interpreting ECG/EKG strips. A visual cuing device may also be adapted to display using a touch screen or other user interface. | 1. A device for identifying cardiac arrhythmias comprising: a plurality of pivotally attached panels having a width between 5 and 8 inches and a height between 3 and 6 inches; each of the pivotally attached panels attached by a reinforced plastic seam which alternates the direction in which each panel pivots to allow the device to be folded and stored, wherein each of the pivotally attached panels further include a front surface and a back surface, wherein each of the plurality of pivotally attached panels contain at least one visually identifiable graphically displayed EKG abnormality on at least one of the front surface and the back surface; and a baseline window located within one of the plurality of pivotally attached panels, the baseline window including a baseline marking extending across the window. | 20 | 14/285199 | 2014-05-22 | 2014-0343444 | 2014-11-20 | 9226677 | 2016-01-05 | EKG Concepts, LLC | US |  |  |  | Gary Krause |  |  |  | A61B-0005/04023 | A61B-0005/04023 ¦ A61B-0005/044 ¦ A61B-0005/046 ¦ A61B-0005/0464 ¦ A61B-0005/0468 ¦ A61B-0005/0472 | G09B-023/28 | G09B-023/28 ¦ A61B-005/0402 ¦ A61B-005/044 ¦ A61B-005/046 ¦ A61B-005/0464 ¦ A61B-005/0468 ¦ A61B-005/0472 | 4916001000781
US | US | P | B2 | Method and apparatus to account for transponder tagged objects used during medical procedures | Medical procedure related objects (e.g., instruments, supplies) tagged with transponders may be accounted for in a medical procedure environment via a medical object accounting system using a number of antennas, and optional readers. A first set of antennas may be configured to interrogate sterile fields and/or non-sterile fields which do not encompass a body of a patient to account for the objects proximate a start and an end of a medical procedure. Sterile fields may encompass working surfaces of tables and stands, typically used by nurses. Readers (e.g., symbol, RFID) may be employed. A database may be maintained with information including a current status of each instrument or supply, for instance as checked in or checked out. On notification of a discrepancy, a handheld antenna and/or second set of antennas may interrogate a volume encompassing a body of a patient for retained instruments or supplies. The system may be automatically configured (e.g., loading appropriate software) on communicative coupling of a device (e.g., antenna, reader, peripheral device). | 1. A method of accounting for medical procedure objects, the method comprising: at least proximate a start of a medical procedure on a patient, automatically detecting each of a number of medical procedure objects for performing the medical procedure within at least one sterile field using at least one sterile field antenna that is carried by at least a portion of a surface proximate the at least one sterile field, fixed with respect to the at least one sterile field, and having a detection range coextensive with the at least one sterile field, and which at least one sterile field is at least proximate to the patient but which at least one sterile field does not encompass any portion of a body of the patient; each time one of the medical procedure objects is removed from the at least one sterile field, identifying the removed medical procedure object as checked out in a database; and each time the medical procedure object is returned to the at least one sterile field or to a non-sterile field, identifying the returned medical procedure object as checked-in in the database; automatically detecting a first medical procedure object of the number of medical procedure objects within the non-sterile field using at least one non-sterile field antenna that is carried proximate the non-sterile field and that has a detection range coextensive with the non-sterile field, wherein the non-sterile field does not encompass any portion of the body of the patient; after detecting the first medical procedure object within the non-sterile field, automatically detecting the first medical procedure object within the at least one sterile field using the at least one sterile field antenna; in response to detecting the first medical procedure object within the at least one sterile field after detecting the first medical procedure object within the non-sterile field, providing an indication that the first medical procedure object has been returned to the at least one sterile field after being present in the non-sterile field; and at least proximate an end of the medical procedure on the patient, automatically determining whether each of the number of medical procedure objects detected within the at least one sterile field at least proximate the start of the medical procedure are present in at least one of either the at least one sterile field or at least one non-sterile field, neither of which the at least one sterile field and the at least one non-sterile field encompass any portion of the body of the patient. | 32 | 12/951988 | 2010-11-22 | 2011-0181394 | 2011-07-28 | 9226686 | 2016-01-05 | RF Surgical Systems, Inc. | US |  |  |  | William Blair |  |  |  | A61B-0005/062 | A61B-0005/062 ¦ A61B-0005/7495 ¦ A61B-0005/02055 | H04Q-005/22 | H04Q-005/22 ¦ G08B-013/14 ¦ G05B-019/00 ¦ A61B-017/00 ¦ A61B-005/06 ¦ A61B-005/00 ¦ A61B-005/0205 | 4916001000790
US | US | P | B2 | Flexible circuit assemblies | A flexible circuit assembly can include a base layer, a plurality of circuit traces and an insulative layer. The plurality of circuit traces can each be coupled to a pair of circuit pads, and the circuit traces can be formed on an upper side of the base layer. The insulative layer can be formed over the circuit traces to isolate the circuit traces from an external environment. The base layer, plurality of circuit traces and insulative layer can form a flexible circuit sheet. The base layer and the insulative layer can include material properties and a thickness configured to facilitate the flexible circuit sheet being flexible such that the flexible circuit sheet is adapted to conform to a non-planar surface of the medical device. | 1. A flexible circuit assembly for a navigated medical instrument, the flexible circuit assembly comprising: a base layer; a plurality of pads applied to the base layer, wherein the plurality of pads comprise first pads and second pads; a plurality of traces formed on a first side of the base layer and connecting the first pads to the second pads; a plurality of wires; and an insulative layer formed over the plurality of traces between the first pads and the second pads to isolate the circuit traces from an external environment, wherein the base layer and the insulative layer have material properties and a thickness, such that the base layer and the insulative layer are configured to facilitate flexing of the flexible circuit assembly to allow the flexible circuit assembly to conform to a non-planar surface of the navigated medical instrument, the base layer comprises an aperture, the aperture is adapted to provide access to a tracking device, the tracking device comprises a coil, a portion of the tracking device is disposed within the aperture, and the plurality of wires connect two of the second pads to the tracking device, wherein the plurality of wires are connected to (i) the two of the second pads outside of the aperture, and (ii) the tracking device within the aperture. | 26 | 13/748150 | 2013-01-23 | 2013-0137954 | 2013-05-30 | 9226688 | 2016-01-05 | MEDTRONIC XOMED, INC. | US | UN212017 | MEDTRONIC XOMED INC |  | Brad Jacobsen ¦ Bruce M. Burg ¦ Abhishek Jain ¦ Andrew Bzostek |  |  |  | A61B-0005/065 | A61B-0005/065 ¦ A61B-0019/5244 ¦ H05K-0001/028 ¦ H05K-0001/0298 ¦ A61B-0017/24 ¦ A61B-2017/00946 ¦ A61B-2019/5251 ¦ A61B-2019/547 ¦ A61B-2019/5483 ¦ A61M-0001/008 ¦ A61M-2205/3561 ¦ A61M-2205/3576 | A61B-005/055 | A61B-005/055 ¦ A61B-005/06 ¦ H05K-001/02 ¦ A61B-019/00 ¦ A61M-001/00 ¦ A61B-017/24 ¦ A61B-017/00 | 4916001000792
US | US | P | B2 | Flexible circuit sheet | A surgical instrument is disclosed having an elongated body portion having a proximal end and a distal end. The body portion is formed from a plastically deformable material such that the body portion can be bent between the proximal and distal ends from a first configuration to a second bent configuration and maintains the bent configuration. A flexible circuit having at least a pair of lead wires disposed around the body portion. The pair of lead wires are configured to conform to the bent configuration of the body portion such that they do not break during bending of the body portion. A tracking device adapted to cooperate with a navigation system to track the distal end of the instrument is coupled to the flexible circuit. | 1. A surgical instrument, comprising: an elongated body having a proximal end and a distal end; a tracking device disposed at the distal end; and a flexible circuit attached to the elongated body and extending from the proximal end to the distal end of the elongated body, wherein the flexible circuit is a first flexible circuit that has a sinusoidal periphery, the flexible circuit has a base layer, a first trace and a second trace, the first trace and the second trace are coupled to the tracking device, the first trace and the second trace extend from the proximal end to the distal end, a first portion of the first trace is on a first side of the base layer, a second portion of the first trace is on a second side of the base layer a first portion of the second trace is on the first side of the base layer, and a second portion of the second trace is on the second side of the base layer. | 41 | 13/751032 | 2013-01-25 | 2014-0012130 | 2014-01-09 | 9226689 | 2016-01-05 | MEDTRONIC XOMED, INC. | US | UN212017 | MEDTRONIC XOMED INC |  | Brad Jacobsen ¦ Bruce M. Burg ¦ Orey G. Block ¦ Andrew Bzostek ¦ Vince J. Doerr ¦ Abhishek Jain ¦ Brandon Merkl ¦ Joseph Thomas Cilke |  |  |  | A61B-0005/065 | A61B-0005/065 ¦ A61B-0019/5244 ¦ H05K-0001/028 ¦ H05K-0001/0298 ¦ A61B-0017/24 ¦ A61B-2017/00946 ¦ A61B-2019/5251 ¦ A61B-2019/547 ¦ A61B-2019/5483 ¦ A61M-0001/008 ¦ A61M-2205/3561 ¦ A61M-2205/3576 ¦ H05K-2201/056 ¦ H05K-2201/2027 | A61B-005/055 | A61B-005/055 ¦ A61B-005/06 ¦ H05K-001/02 ¦ A61B-019/00 ¦ A61M-001/00 ¦ A61B-017/24 ¦ A61B-017/00 | 4916001000793
US | US | P | B2 | Error detection in critical repeating data in a wireless sensor system | Provided are methods, systems, and apparatus for error detection of bits of a data packet received at a receiver unit by detecting corrupted data bits. | 1. A method, comprising: generating, using a sensor control unit coupled to an analyte sensor in fluid contact with body fluid, a data packet including a current sensor data point, one or more prior sensor data points, and calibration data; communicating the data packet including the current sensor data point, the one or more prior sensor data points, and the calibration data to a receiver; and incrementing, at the sensor control unit, a predetermined value when the data packet is communicated to the receiver. | 29 | 12/769633 | 2010-04-28 | 2010-0275108 | 2010-10-28 | 9226701 | 2016-01-05 | Abbott Diabetes Care Inc. | US | UN135527 | ABBOTT DIABETES CARE INC |  | Mark Kent Sloan ¦ Martin J. Fennell |  |  |  | A61B-0005/14532 | A61B-0005/14532 ¦ A61B-0005/0002 ¦ A61B-0005/14 ¦ G06F-0011/10 ¦ G06F-0011/1008 ¦ G06F-0011/1076 ¦ H04L-0001/0045 ¦ H04L-0001/0061 ¦ H04L-0001/24 ¦ H04L-0067/12 | A61B-005/00 | A61B-005/00 ¦ A61B-005/145 ¦ G06F-011/10 ¦ H04L-001/00 ¦ H04L-001/24 ¦ H04L-029/08 | 4916001000805
US | US | P | B2 | System, apparatus, and method for promoting usage of core muscles and other applications | Embodiments disclosed include a system and method for development of core muscles' support, comprising a means for identifying a user qualifying movement, a means for detecting a core muscle contraction in the identified qualifying movement, a means for discriminating between a core muscle contraction and no core muscle contraction in the identified qualifying movement; and a means to provide feedback to the user. | 1. A method for development of procedural memory for core muscles based support, comprising: providing a movement sensor and a contraction sensor that are in communication with a signal processor, wherein the movement sensor, the contraction sensor and the signal processor are components of a wearable device; detecting a movement of a body with the movement sensor; detecting a core contraction of the core muscles located in an abdominal area of the body with the contraction sensor; determining by the signal processor that the movement of the body is a qualifying movement that benefits from the core contraction; detecting by the signal processor, a timing relationship between the qualifying movement of the body and the core contraction of the core muscles; determining by the signal processor, that the qualifying movement is either a protected qualifying movement where the core contraction is detected by the contraction sensor during the qualifying movement detected by the movement sensor or an unprotected qualifying movement where the core contraction is not detected by the contraction sensor during the qualifying movement detected by the movement sensor; and providing an output device which provides immediate local feedback immediately upon at least one of the following: the core contraction, the protected qualifying movement detection or the unprotected qualifying movement, wherein the output device is part of the wearable device. | 20 | 14/132808 | 2013-12-18 | 2014-0174174 | 2014-06-26 | 9226706 | 2016-01-05 | Alert Core, Inc. | US |  |  |  | Gregory Takeo Uehara ¦ Brian Taylor Brunn |  |  |  | A61B-0005/227 | A61B-0005/227 ¦ A61B-0005/1121 ¦ A61B-0005/4519 ¦ A61B-0005/6823 ¦ G06F-0019/3481 ¦ G06K-0009/00342 ¦ G09B-0019/0038 ¦ A61B-0005/1122 ¦ A61B-0005/1124 ¦ A61B-0005/6831 ¦ A61B-0005/744 ¦ A61B-2503/10 ¦ A63B-0023/02 | A61B-005/22 | A61B-005/22 ¦ A61B-005/11 ¦ G06F-019/00 ¦ G06K-009/00 ¦ G09B-019/00 ¦ A61B-005/00 ¦ A63B-023/02 | 4916001000810
US | US | P | B2 | Wireless catheter with base wireless transceiver | A medical probe, including a flexible insertion tube having a distal end for insertion into a body cavity and including one or more sensors mounted in the distal end, and a handle coupled to a proximal end of the insertion tube. The medical probe also includes a cable having a proximal end and a distal end, which is coupled to the handle so as to receive signals conveyed through the insertion tube from the one or more sensors, and a base unit coupled to the proximal end of the cable. The base unit contains a power source, and a probe wireless transceiver coupled to receive the signals from the cable and to communicate over a wireless connection with a control console. | 1. A medical probe, comprising: a flexible insertion tube having a distal end for insertion into a body cavity and comprising one or more sensors mounted in the distal end; a handle coupled to a proximal end of the insertion tube; a cable having a proximal end and a distal end, which is coupled to the handle so as to receive signals conveyed through the insertion tube from the one or more magnetic field sensors; and a base unit coupled to the proximal end of the cable, and containing: a power source; a probe wireless transceiver coupled to receive the signals from the cable and to communicate over a wireless connection with a control console; and a spherical orb configured to house the base unit, and a socket configured to retain and allow a rotation of the spherical orb, wherein the power source is selected from a list comprising a battery, a power outlet and a wireless energy transfer system. | 14 | 13/531828 | 2012-06-25 | 2013-0345549 | 2013-12-26 | 9226710 | 2016-01-05 | BIOSENSE WEBSTER (ISRAEL) LTD. | IL | UN000875 | BIOSENSE WEBSTER INC |  | Assaf Govari |  |  |  | A61B-0005/6852 | A61B-0005/6852 ¦ A61B-0005/065 ¦ A61B-0005/6885 ¦ H01Q-0007/00 | A61B-005/05 | A61B-005/05 ¦ A61B-005/06 ¦ A61B-005/00 ¦ H01Q-007/00 | 4916001000814
US | US | P | B2 | Serial communication protocol for medical device | An apparatus is disclosed. The apparatus includes a circuit configured to transmit a signal as a serial protocol over a pair of electrical conductors. The serial protocol is defined as a series of pulses distributed over at least one transmission frame. At least one pulse in the transmission frame is simultaneously encoded by modulating an amplitude of the pulse to represent one of two first logic states and modulating a width of the pulse to represent one of two second logic states. An instrument and a generator also are disclosed. | 1. An apparatus, comprising: a generator circuit configured to transmit a signal as a serial protocol over a first electrical conductor of a pair of electrical conductors coupled to a control circuit of a medical instrument, wherein the serial protocol is defined as a series of pulses distributed over at least one transmission frame, the series of pulses comprising at least one information pulse simultaneously encoded by modulating an amplitude of the at least one information pulse to represent an input state of the control circuit and modulating a width of the at least one information pulse to represent a desired output state of the control circuit, wherein the input state of the control circuit is representative of respective states of a plurality of switching devices electrically coupled to the control circuit, and wherein the generator circuit is further configured to read a short circuit applied to an end of the pair of electrical conductors coupled to the control circuit to initiate the at least one transmission frame and initiate a loop calibration by measuring an impedance of the loop for the at least one transmission frame. | 22 | 13/839351 | 2013-03-15 | 2013-0285758 | 2013-10-31 | 9226766 | 2016-01-05 | Ethicon Endo-Surgery, Inc. | US | UN000514 | ETHICON ENDO SURGERY INC |  | Jeffrey L. Aldridge ¦ John K. Moriarty ¦ Stephen T. Janesch ¦ Matthew R. Drzewiecki ¦ Ryan J. Thompson |  |  |  | A61B-0017/320068 | A61B-0017/320068 ¦ A61B-0018/04 ¦ H03K-0007/10 ¦ H04L-0025/4902 ¦ H04L-0025/4917 ¦ A61B-2017/00017 ¦ A61B-2017/0019 ¦ A61B-2017/00185 ¦ H03C-0003/40 ¦ H03K-0007/02 ¦ H03K-0007/08 ¦ H04L-0027/04 | H03K-007/10 | H03K-007/10 ¦ A61B-017/32 ¦ H04L-025/49 ¦ A61B-018/04 ¦ H03C-003/40 ¦ H04L-027/04 ¦ H03K-007/08 ¦ H03K-007/02 ¦ A61B-017/00 | 4916001000870
US | US | P | B2 | External charger with adjustable alignment indicator | Electrical energy is transcutaneously transmitted at a plurality of different frequencies to an implanted medical device. The magnitude of the transmitted electrical energy respectively measured at the plurality of frequencies. One of the frequencies is selected based on the measured magnitude of the electrical energy (e.g., the frequency at which the measured magnitude of the electrical energy is the greatest). A depth level at which the medical device is implanted within the patient is determined based on the selected frequency. For example, the depth level may be determined to be relatively shallow if the selected frequency is relatively high, and relatively deep if the selected frequency is relative low. A charge strength threshold at which a charge strength indicator generates a user-discernible signal can then be set based on the determined depth level. | 1. A method of controlling the charging of a medical device implanted within a patient, comprising: transcutaneously transmitting electrical energy at a plurality of different frequencies to the implanted medical device; measuring the magnitude of the transmitted electrical energy respectively at the plurality of frequencies; selecting one of the frequencies based on the measured magnitude of the electrical energy; consulting data correlating frequencies with charge strength threshold values to select a charge strength threshold using the selected frequency; and setting a charge strength threshold at which a charge strength indicator generates a user-discernible signal to the selected charge strength threshold. | 33 | 12/618637 | 2009-11-13 | 2010-0137948 | 2010-06-03 | 9227075 | 2016-01-05 | Boston Scientific Neuromodulation Corporation | US | UN138455 | Boston Scientific Scimed, Inc. |  | Daniel Aghassian ¦ Lev Freidin ¦ Joey Chen |  |  |  | A61N-0001/3787 | A61N-0001/3787 ¦ A61N-0001/37235 ¦ A61N-0001/37252 ¦ A61N-0001/37258 ¦ A61N-0001/37276 ¦ H02J-0007/025 | A61N-001/378 | A61N-001/378 ¦ A61N-001/372 ¦ H02J-007/02 | 4916001001178
US | US | P | B2 | Leadless cardiac pacemaker triggered by conductive communication | A leadless cardiac pacemaker configured for implantation in electrical contact with a left ventricular cardiac chamber and configured for leadless triggered left-ventricular pacing for cardiac resynchronization therapy (CRT) in response to conducted signals from a pulse generator. | 1. A method for communicating information between first and second implantable medical devices implanted within a patient, the method comprising: generating a therapeutic electrical stimulation pulse using the first device, the stimulation pulse encoded with information to be communicated to the second device; delivering the encoded therapeutic stimulation pulse to patient tissue in a first heart chamber; detecting a far-field version of the therapeutic stimulation pulse within tissues of a second chamber of the patient'ss heart using the second device; and decoding the detected pulse using the second device to extract the encoded information. | 15 | 12/953282 | 2010-11-23 | 2011-0071586 | 2011-03-24 | 9227077 | 2016-01-05 | Pacesetter, Inc. | US | UN214186 | PACESETTER INC |  | Peter M. Jacobson |  |  |  | A61N-0001/3962 | A61N-0001/3962 ¦ A61N-0001/056 ¦ A61N-0001/0587 ¦ A61N-0001/368 ¦ A61N-0001/3627 ¦ A61N-0001/36514 ¦ A61N-0001/372 ¦ A61N-0001/3704 ¦ A61N-0001/375 ¦ A61N-0001/3706 ¦ A61N-0001/3727 ¦ A61N-0001/37217 ¦ A61N-0001/37288 ¦ A61N-0001/3956 ¦ H04B-0013/005 ¦ A61M-0025/0662 ¦ A61N-0001/3684 ¦ A61N-0001/36542 ¦ A61N-0001/3756 ¦ A61N-0001/37205 ¦ A61N-0001/37252 ¦ A61N-2001/058 | A61N-001/372 | A61N-001/372 ¦ A61N-001/39 ¦ A61N-001/05 ¦ A61N-001/362 ¦ A61N-001/365 ¦ A61N-001/368 ¦ A61N-001/375 ¦ H04B-013/00 ¦ A61N-001/37 ¦ A61M-025/06 | 4916001001180
US | US | P | B2 | Light source unit, optical conversion unit, light source apparatus and light source system for an endoscope | A light source unit includes a primary light source configured to emit primary light, and a connection portion provided on an optical path of the primary light and to and from which an optical conversion unit is attachable and removable, the optical conversion unit including an optical conversion element configured to convert optical properties of the primary light to generate secondary light. | 1. A light source unit for use with an endoscope, the light source unit comprising: a primary light source configured to emit primary light; and a first connector provided on an optical path of the primary light and to which each of a plurality of optical conversion units are attachable and removable, wherein each of the plurality of the optical conversion units include an optical conversion element having an optical conversion function to convert optical properties of the primary light to generate secondary light and each of the plurality of the optical conversion units further having a second connector configured to detachably engage the first connector to transmit the primary light to the optical conversion element; and an optical conversion unit is selected from the plurality of optical conversion units based on the optical conversion function desired for the secondary light. | 33 | 14/038251 | 2013-09-26 | 2014-0022810 | 2014-01-23 | 9228725 | 2016-01-05 | OLYMPUS CORPORATION | JP | UN000391 | OLYMPUS CORP |  | Takeshi Ito ¦ Eiji Yamamoto ¦ Masahiro Nishio ¦ Iwao Komazaki | 2011-075282 ¦ 2011-076078 | JP ¦ JP | 2011-03-30 ¦ 2011-03-30 | F21V-0017/002 | F21V-0017/002 ¦ A61B-0001/00126 ¦ A61B-0001/0638 ¦ A61B-0001/0653 ¦ A61B-0001/07 ¦ F21V-0009/10 ¦ F21V-0029/20 ¦ G01N-0021/8806 ¦ G02B-0006/0006 ¦ F21V-0029/85 ¦ F21Y-2101/025 ¦ H01S-0005/0092 ¦ H01S-0005/02284 ¦ H01S-0005/4025 | F21V-017/00 | F21V-017/00 ¦ A61B-001/07 ¦ F21V-008/00 ¦ A61B-001/06 ¦ F21V-009/10 ¦ F21V-029/00 ¦ G01N-021/88 ¦ A61B-001/00 ¦ H01S-005/00 ¦ H01S-005/022 ¦ F21Y-101/02 ¦ H01S-005/40 ¦ F21V-029/85 | 4916001002821
US | US | P | B2 | Method and system for implementing alarms for medical device through mobile device | Provided are a method and system for implementing alarms for a medical device through a mobile device. The method includes: storing details of examination of a specimen (hereinafter, referred to as examination details) in the medical device, wherein the storing is performed by the medical device; accessing the medical device and establishing a connection with the medical device, wherein the accessing and the establishing of the connection is performed by the mobile device; reading the examination details stored in the medical device, wherein the reading is performed by the mobile device; analyzing the read examination details, wherein the analyzing is performed by the mobile device; and implementing an alarm if the result of analysis satisfies a predetermined criterion, wherein the implementing is performed by the mobile device. | 1. A method of implementing an alarm for a medical device through a mobile device, the method comprising: storing examination details of a specimen in the medical device; establishing a connection with the medical device, the establishing the connection being performed by the mobile device; reading the examination details stored in the medical device, the reading being performed by the mobile device; analyzing the read examination details and determining whether a result of the analyzing satisfies a predetermined criterion, the analyzing and the determining being performed by the mobile device; and outputting an alarm if the result of the analyzing satisfies the predetermined criterion, the outputting being performed by the mobile device. | 32 | 14/186399 | 2014-02-21 | 2014-0240123 | 2014-08-28 | 9230420 | 2016-01-05 | SAMSUNG ELECTRONICS CO., LTD. | KR | UN000001 | Samsung Electronics Co.,Ltd. |  | Jong-rip Lee ¦ Hang-chan Kim ¦ Sung-hwa Lee ¦ Chang-sub Lee ¦ Sung-ho Choi | 10-2013-0044881 | KR | 2013-04-23 | G08B-0021/02 | G08B-0021/02 ¦ A61B-0005/0002 ¦ A61B-0005/0022 ¦ G06F-0019/3418 ¦ H04M-0001/72538 | G08B-001/08 | G08B-001/08 ¦ G08B-021/02 ¦ A61B-005/00 ¦ H04M-001/725 ¦ G06F-019/00 | 4916001004512
US | US | P | B1 | Systems and methods for distributed adaptive simulator training | Simulation equipment can be integrated into courseware presented to a student using technology which, based on the native output of a system running the courseware, can generate control signals for the simulation equipment. Such signals could then be sent to the simulation equipment without requiring the designer of the courseware to create low level programming code to communicate directly with the simulation equipment itself. | 1. A machine comprising: a) a courseware platform for executing courseware and comprising a first processor, wherein: i) the courseware configures the courseware platform to perform functions comprising generating a native signal; ii) the courseware platform is communicatively coupled to a first translation unit; iii) the courseware platform is configured to communicate the native signal to the first translation unit; b) the first translation unit, wherein: i) the first translation unit comprises a second processor; ii) the first translation unit is communicatively coupled to a simulator; iii) the first translation unit is configured to create a control signal based on the native signal from the courseware platform; and iv) the first translation unit is configured to communicate the control signal to the simulator; c) the simulator, wherein: i) the simulator comprises a third processor and a memory; ii) the memory stores a plurality of scenarios; and iii) the simulator is configured to activate a scenario from the plurality of scenarios based on the control signal from the first translation unit; wherein: A) the simulator is configured to generate a feedback signal based on interaction with a peripheral while the scenario is active; B) the machine is configured to generate a native input signal based on the feedback signal; and C) the machine comprises a sending component separate from the courseware platform configured to communicate the native input signal to the courseware platform. | 11 | 13/200781 | 2011-09-30 |  |  | 9230450 | 2016-01-05 | Accella Learning | US |  |  |  | Bryan P. Bergeron |  |  |  | G09B-0019/24 | G09B-0019/24 ¦ G09B-0007/00 ¦ G09B-0019/00 ¦ G01T-0001/00 | G09B-019/00 | G09B-019/00 ¦ G09B-019/24 ¦ G09B-009/00 ¦ G09B-007/00 ¦ G01T-001/00 | 4916001004542
US | US | P | B1 | Power management of adaptive noise cancellation (ANC) in a personal audio device | A personal audio device, such as a wireless telephone, includes an adaptive noise canceling (ANC) circuit that adaptively generates an anti-noise signal from an output of a microphone that measures ambient audio. The anti-noise signal is combined with source audio to provide an output for a speaker. The anti-noise signal causes cancellation of ambient audio sounds that appear at the microphone. A processing circuit estimates a level of background noise from the microphone output and sets a power conservation mode of the personal audio device in response to detecting that the background noise level is lower than a predetermined threshold. | 1. A personal audio device, comprising: a personal audio device housing; a transducer mounted on the housing for reproducing an audio signal including both source audio for playback to a listener and an anti-noise signal for countering the effects of ambient audio sounds in an acoustic output of the transducer; at least one microphone mounted on the housing for providing at least one microphone signal indicative of the ambient audio sounds; and a processing circuit that generates the anti-noise signal using an adaptive filter to reduce the presence of the ambient audio sounds heard by the listener in conformity with the at least one microphone signal, and wherein the processing circuit further estimates a background noise level from the at least one microphone signal and sets a power conservation mode of the personal audio device in conformity with a magnitude of the estimated background noise level, wherein the processing circuit estimates the background noise level from a minimum value of noise sources within a time interval having a predetermined duration using a noise power measurement algorithm that measures the at least one microphone signal using a minima-tracking algorithm over the time interval to filter non-stationary noise sources and non-noise sources from the at least one microphone signal. | 27 | 13/794931 | 2013-03-12 |  |  | 9230532 | 2016-01-05 | Cirrus, Logic Inc. | US | UN206478 | CIRRUS LOGIC INC. |  | Yang Lu ¦ Dayong Zhou ¦ Jon D. Hendrix ¦ Jeffrey Alderson |  |  |  | G10K-0011/16 | G10K-0011/16 ¦ G10K-0011/1784 | A61F-011/06 | A61F-011/06 ¦ G10K-011/16 ¦ H03B-029/00 ¦ G10K-011/178 | 4916001004624
US | US | P | B2 | Method for manufacturing an ultrasonic transducer, biological sensor | A method for manufacturing an ultrasonic transducer includes: forming a piezoelectric element by laminating a lower electrode, a piezoelectric body, and an upper electrode on a first face of a support film; affixing a reinforcing substrate that covers the piezoelectric element to the first face of the support film; forming a photosensitive resin substrate to a second face of the support film that is on an opposite side from the first face; forming an opening in the resin substrate by irradiating the resin substrate with light; and removing the reinforcing substrate. | 1. A method for manufacturing an ultrasonic transducer comprising: forming a piezoelectric element by laminating a lower electrode, a piezoelectric body, and an upper electrode on a first face of a support film; affixing a reinforcing substrate that covers the piezoelectric element to the first face of the support film; forming a photosensitive resin substrate to a second face of the support film that is on an opposite side from the first face; forming an opening in the photosensitive resin substrate by irradiating the photosensitive resin substrate with light; and removing the reinforcing substrate. | 4 | 14/448407 | 2014-07-31 | 2015-0024537 | 2015-01-22 | 9231190 | 2016-01-05 | Seiko Epson Corporation | JP | UN000027 | SEIKO EPSON CORPORATION |  | Tomoaki Nakamura ¦ Hironori Suzuki | 2011-122158 | JP | 2011-05-31 | H01L-0041/23 | H01L-0041/23 ¦ A61B-0008/0891 ¦ A61B-0008/4227 ¦ A61B-0008/4455 ¦ B06B-0001/0651 ¦ G01N-0029/36 ¦ H01L-0041/0973 ¦ H01L-0041/312 ¦ H03H-0003/02 ¦ H03H-0003/04 ¦ H03H-2003/045 ¦ Y10T-0029/42 ¦ Y10T-0029/49005 ¦ Y10T-0029/49126 | H01L-041/312 | H01L-041/312 ¦ H01L-041/23 ¦ H03H-003/02 ¦ H03H-003/04 ¦ H01L-041/09 ¦ B06B-001/06 ¦ A61B-008/08 ¦ A61B-008/00 ¦ G01N-029/36 | 4916001005280
US | US | P | B2 | Medical device with membrane keypad sealing element, and related manufacturing method | A device for delivering fluid to a user includes a housing, a drive motor assembly in the housing, other internal components in the housing, and a keypad external to the housing. The device includes a number of features and elements that enhance its operation, manufacturability, reliability, and user-friendliness. These features and elements include a shock absorbing element for a battery of the device, a keypad actuator layer that overlies a keypad assembly and forms a water resistant seal with the housing, and an offset element for a piezoelectric speaker that is located inside the housing. | 1. A medical device comprising: a housing having a front face, a keypad mounting cavity on the front face, and a sealing rim on the front face, the sealing rim surrounding the keypad mounting cavity; a membrane keypad assembly coupled to the housing and positioned inside the keypad mounting cavity, the membrane keypad assembly comprising a plurality of actuation components integrated therein; a sealing element comprising a perimeter area, the sealing element overlying the membrane keypad assembly such that the perimeter area extends beyond the membrane keypad assembly, and the perimeter area coupled to the sealing rim to form a fluid resistant seal with the housing; and a graphic keypad overlay removably adhered to the sealing element to be replaceable with a different graphic keypad overlay, the graphic keypad overlay comprising graphical representations corresponding to the actuation components. | 19 | 14/072694 | 2013-11-05 | 2014-0066851 | 2014-03-06 | 9231617 | 2016-01-05 | Medtronic MiniMed, Inc. | US | UN161140 | Medtronic MiniMed, Inc. |  | Paul S. Cheney, II ¦ Afshin Bazargan ¦ Andrew B. Nguyen ¦ David Law |  |  |  | H03M-0011/04 | H03M-0011/04 ¦ A61M-0005/14244 ¦ A61M-0005/14248 ¦ G06F-0003/023 ¦ H01M-0002/1055 ¦ H04R-0017/00 ¦ A61M-2205/18 ¦ A61M-2205/58 ¦ A61M-2205/8206 ¦ H04R-0001/2811 ¦ H04R-0001/44 ¦ Y10T-0029/49826 | H03M-011/04 | H03M-011/04 ¦ A61M-005/142 ¦ G06F-003/023 ¦ H04R-017/00 ¦ H01M-002/10 ¦ H04R-001/28 ¦ H04R-001/44 | 4916001005707
US | US | P | B2 | Systems and methods for improving representation by an auditory prosthesis system of audio signals having intermediate sound levels | An exemplary system includes a detection facility configured to detect an input sound level of an audio signal presented to an auditory prosthesis patient; and an adaptive gain control (AGC) facility configured to 1) determine whether the detected input sound level is in a quiet region, an intermediate region, or a loud region, and 2) apply a gain to the audio signal in accordance with an AGC gain function that specifies the gain to be substantially equal to or less than a first gain threshold if the detected input sound level is in the quiet region, substantially equal to or less than a second gain threshold if the detected input sound level is in the loud region, and greater than the first and second gain thresholds if the detected input sound level is in the intermediate region. Corresponding systems and methods are also disclosed. | 1. A system comprising: a detection facility that detects an input sound level of an audio signal presented to an auditory prosthesis patient; and an adaptive gain control (&quot;AGC&quot;) facility communicatively coupled to the detection facility and that determines whether the detected input sound level is in a quiet region that includes input sound levels at or below a first input sound level boundary, an intermediate region that includes input sound levels above the first input sound level boundary and below a second input sound level boundary, or a loud region that includes input sound levels at or above the second input sound level boundary, and applies a gain to the audio signal in accordance with an AGC gain function that specifies the gain to be substantially equal to or less than a first gain threshold if the detected input sound level is in the quiet region, substantially equal to or less than a second gain threshold if the detected input sound level is in the loud region, and greater than the first and second gain thresholds if the detected input sound level is in the intermediate region. | 20 | 14/114908 | 2011-05-26 | 2014-0074463 | 2014-03-13 | 9232321 | 2016-01-05 | Advanced Bionics AG | CH | UN217817 | ADVANCED BIONICS CORP |  | Leonid M. Litvak ¦ Nobutaka Okuyama ¦ Abhijit Kulkarni |  |  |  | H04R-0025/50 | H04R-0025/50 ¦ A61N-0001/0541 ¦ A61N-0001/36032 ¦ H03G-0003/20 | G10L-021/00 | G10L-021/00 ¦ G10L-019/00 ¦ H04R-025/00 ¦ A61N-001/05 ¦ A61N-001/36 ¦ H03G-003/20 | 4916001006411
US | US | P | B2 | Backhaul link assisted indoor spectrum use enforcement solution for MBAN services | A medical system includes one or more MBAN devices which acquire and communicate patient data. One or more medical body area network (MBAN) systems include the one or more MBAN devices communicating the patient data with a hub device via short-range wireless communication. The communication of the patient data via the short-range wireless communication being within a predefined spectrum. The hub device receives patient data communicated from the one or more MBAN devices, communicates with a central monitoring station via a longer range communication and one or more access points (AP), and determines the location of the MBAN system in reference to a healthcare facility. The one or more MBAN devices are inhibited from transmitting within the predefined spectrum when the MBAN hub device is located outside the healthcare facility. | 1. A medical system comprising: one or more medical body area network (MBAN) devices which acquire and communicate patient data; one or more MBAN systems, each MBAN system including: the one or more MBAN devices communicating the patient data with a hub device via short-range wireless communication, the communication of the patient data via the short-range wireless communication being within a predefined spectrum; the hub device which receives patient data communicated from the one or more MBAN devices, communicates with a central monitoring station via a longer range communication and one or more access points (AP), and determines the location of the MBAN system in reference to a healthcare facility; wherein signal strength of the AP is used to determine in-facility status of the MBAN system; wherein the one or more MEAN devices are inhibited from transmitting within the predefined spectrum when the MBAN hub device is located outside the healthcare facility; and wherein: in response to the hub device being connected to an Entrance AP, the in-facility status is either set to Indoor if the AP signal strength is greater than or equal to a predefined threshold or set to Outdoor if the AP signal strength is less than the predefined threshold; and in response to the hub device being connected to an Exterior AP, the in-facility status is either set to Indoor if the AP signal strength is greater than or equal to a predefined threshold or keeps unchanged if the AP signal strength is less than the predefined threshold. | 4 | 14/001683 | 2012-02-24 | 2013-0337842 | 2013-12-19 | 9232352 | 2016-01-05 | KONINKLIJKE PHILIPS N.V. | NL | UN000015 | PHILIPS NV |  | Dong Wang ¦ Monisha Ghosh ¦ Delroy Smith |  |  |  | H04W-0004/021 | H04W-0004/021 ¦ A61B-0005/002 ¦ A61B-0005/0022 ¦ A61B-0005/0024 ¦ G06F-0019/3406 ¦ G06F-0019/3418 ¦ H04W-0048/04 ¦ A61B-0005/024 ¦ A61B-0005/0402 ¦ A61B-0005/0816 ¦ H04W-0016/20 ¦ H04W-0084/18 | H04W-004/02 | H04W-004/02 ¦ H04W-016/20 ¦ H04W-048/04 ¦ H04W-084/18 ¦ A61B-005/00 ¦ G06F-019/00 ¦ A61B-005/024 ¦ A61B-005/0402 ¦ A61B-005/08 | 4916001006442

## textdata
oid | title | summary | claim
1283 | Method and apparatus for biometric data gathering and dissemination | A system includes a processor configured to determine that a vehicle accident has occurred. The processor is also configured to connect to a detected wearable device. The processor is additionally configured to request measured present biometric information from the wearable device, in response to the accident determination. Also, the processor is configured to receive measured present biometric information from the wearable device and relay the biometric information to a connected emergency operator. | 1. A system comprising: a processor configured to: connect to a detected wearable device; retrieve a user-profile corresponding to a received wearable device identification; determine a user-location corresponding to the wearable device location; and adjust a vehicle safety system based on information contained in the user profile.
1284 | Passive foot sensor insole real-time feedback device | A feedback device determines when a person has placed enough weight upon his/her foot to safely take the next step, and then communicate that information to the person via a haptic device on the person's ankle or an audio, visual and/or vibration feedback display on an application on the person's smart phone. Three or more sensors in an insole between the person's foot and shoe determine the force of the person's leg. The force data is sent to a microprocessor where the force data is processed and compared with a baseline. If the processed data exceeds the baseline, the microprocessor will activate the haptic device on the person's ankle to vibrate and/or transmit the processed data through a wireless communications device to an application on a smart phone to activate an audio, visual and/or vibration feedback display on the application. The person will then safely take the next step. | 1. A feedback device for a person comprising: an insole adjacent to a foot in a shoe worn by said person, said foot exerting a force on said insole while said person is walking; three or more force sensors in said insole for measuring the force of said foot of said person while taking steps with each sensor generating a force data signal; a microprocessor for receiving each force data signal from each sensor and processing said force data signals and comparing said processed data signal against a baseline, a haptic device for generating vibrations to said person upon receipt of the signal from said microprocessor; said microprocessor sending such signal if said process data signal meets or exceeds the baseline, to indicate to said person that said person has placed enough weight upon his/her foot to safely take the next step, a wireless communications device; a smart phone, said microprocessor sending such signal if said process data signal meets or exceeds the baseline through said wireless communications device to said smart phone; an application running on said smart phone, said application upon receipt of a signal from said microprocessor, generating a visual, audio, or vibration feedback display in said smart phone to indicate to said person that said person has placed enough weight upon his/her foot to safely take the next step, and wherein said microprocessor processes each force data signal from each sensor by averaging said force data signal to create the process data signal.
1285 | Personal cloud with a plurality of modular capabilities | A personal cloud structure for a portable computing device such as a tablet personal computer (PC), mobile phones, portable media players, or the like. The personal cloud structure may be fitted with memory, a network connection, two-way wireless charging, external memory slots, external connections and other components to create a portable personal cloud. The personal cloud structure may be a wearable device capable of detecting when the wearer has fallen and sending out an emergency signal. | 1. A system comprising: a wearable device having: a housing having a processor coupled to a visual touch screen display, a wireless communication system, a memory, a power source, and a plurality of sensors; and wherein one of the plurality of sensors is an accelerometer to detect rapid height change of the housing and send the information to the processor and the processor is configured to process the information to determine if the housing has fallen to the ground; and a Handy Base Station (HBS) which is capable of processing signals which are exchanged with the wireless communication system.
1286 | Digital professional training instructor (the DPT instructor) | The DPT INSTRUCTOR provides unprecedented exercise instruction guidance by applying unparalleled precision and pinpoint accuracy that comes from combining professional exercise instructor expertise, physics and computer electronics. Considering the marketability of renowned professional/celebrity instructors who have their own unique style, technique, format and dedicated customers. The DPT INSTRUCTOR provides exclusive programming and formulation to guide and exact the expert training regiment of any fitness instructors individual form, execution, posture, expertise and technique. Regardless to the desired classification of an individual's type of training, age class, choice of workout machine/device, free weights, calisthenics, aerobics or physical constraints there are expert training instructors for all particular needs available for the DPT INSTRUCTOR programming systems by way of providing their very own unique and personalized execution/posture technique, "inso guaranteeing a convenience, guidance and interactive accessibility that was formerly unknown, unavailable and unattainable to the mainstream/professional exercise instruction guidance device marketing field". | 1. A system comprising: a digital professional training (DPT) apparatus for providing preprogrammed or programmable portable electronic fitness exercise instruction; a plurality of swiveling dihedral angle-like fitness exercise instruction, guidance, positioning, tracking, monitoring, calculating and form emulating technique apparatus (timrek apparatus) configured to be fitted to a user physical joint configured to provide a measurement of a first geometric angled degree of posture as a first motion of the physical joint commences and upon reaching a pre-recorded geometric angled degree of posture, to provide a first signal, to the DPT apparatus, indicative of compliance and, subsequently, to provide a second measurement of a second geometric angled degree of posture as a second motion of the physical joint commences and upon reaching a second pre-recorded geometric angled degree of posture, to provide a second signal, to the DPT apparatus, indicative of compliance; knee and elbow cuff sleeves or braces, wherein the timrek apparatus is configured to attach to the knee and elbow cuff sleeves or braces; a panel transmitter system, the panel transmitter system being an upper knee and inner knee panel sequence device configured to attach to modified knee and elbow cuff sleeves or braces and register contact from corresponding elbow and inner forearm transmitters, the elbow and inner forearm transmitters configured to attach to the modified knee and elbow cuff sleeves or braces, wherein the panel transmitter system comprises at least one display panel screen, the display panel screen configured to display an illumination upon registering a prescribed contact between an upper knee and inner knee panel sequence device from the corresponding elbow and inner forearm transmitters.
1287 | Surgical apparatus configured to track an end-of-life parameter | A surgical apparatus is disclosed which comprises a handle module and a detachable shaft module for collectively performing a surgical procedure. The handle module comprises a rotary drive system for driving the detachable shaft module, an electric motor coupled to the rotary drive system for powering the rotary drive system, one or more sensors, and a handle module processor circuit in communication with the one or more sensors and the electric motor. The handle module processor circuit is programmed to control the electric motor. The handle module processor circuit is also programmed to track and/or count an end-of-life parameter for the handle module based on input from the one or more sensors. | 1. A surgical apparatus, comprising: a handle module comprising an attachment portion, wherein a detachable shaft module is attachable to the attachment portion for collectively performing a surgical procedure, and wherein the handle module comprises: a rotary drive system for driving the detachable shaft module; an electric motor coupled to the rotary drive system for powering the rotary drive system; one or more sensors configured to detect an end-of-life parameter associated with the handle module; and a handle module processor circuit in communication with the one or more sensors and the electric motor, wherein the handle module processor circuit is programmed to: control the electric motor; track the end-of-life parameter based on input from the one or more sensors; and maintain a count of the end-of-life parameter.
1288 | High power battery powered RF amplifier topology | The design of high-power RF amplifiers, specifically the design of the output transformer, is complicated by the relatively low voltage provided by battery packs that are practical for handheld devices meant for possibly delicate uses. Provided is an RF amplifier with one or more taps on the primary coil, wherein each tap is controlled by a half bridge driver. The output transformer primary winding may be driven between any two half bridge drivers, with the number of turns between the half bridge drivers and the fixed output winding determining the overall turns ration for the transformer. | 1. A current amplifier, comprising a transformer, the transformer comprising: a first tap including a first half bridge driver; a second tap including a second half bridge driver; a third tap including a third half bridge driver; a first portion of a primary coil located between the first tap and the second tap; a second portion of the primary coil located between the second tap and the third tap; and a secondary coil, wherein the first, second, and third half bridge drivers are configured to selectively turn on or turn off the first, second, and third taps, respectively, wherein two of the first, second, and third taps are selected to drive the primary coil between the two selected taps, which allows the transformer to provide a plurality of winding ratio values, wherein a number of coil turns of the primary coil between the two selected taps and a number of coil turns of the secondary coil determine an overall winding ratio value of the transformer, wherein the overall winding ratio value is one of the plurality of winding ratio values provided by the transformer.
1289 | Eyewear including a detachable power supply and a display | Eyewear is provided including a frame, and a camera connected with the frame, in which the camera is configured to be controlled by a remote controller. The camera may be configured to capture video and/or a photo. The eyewear may include data storage, and the camera may be connected to the data storage. A wrist watch may be configured to act both as a time piece and a controller of the camera. The eyewear may also include a heads up display and/or a video file player. The eyewear may also include an electro-active lens. | 1. Eyewear comprising: a frame; an electronic docking station; a rechargeable power source, detachably coupled to the electronic docking station, to provide electrical power to a controller; a lens attached to the frame; and a display, magnetically detachably coupled to the frame and powered via an attachment to the frame, to display at least one of a heart rate of the wearer of the eyewear, a pace of the wearer of the eyewear, or a distance.
1290 | Technique for photodisruptive multi-pulse treatment of a material | Embodiments of the invention provide a method and apparatus for laser-processing a material. In the embodiments, a diffraction-limited beam of pulsed laser radiation is diffracted by a diffraction device to generate a diffracted beam. The diffracted beam is subsequently focused onto the material and is controlled in time and space to irradiate the material at a target position with radiation from a set of radiation pulses of the diffracted beam so that each radiation pulse from the set of radiation pulses is incident at the target position with a cross-sectional portion of the diffracted beam, the cross-sectional portion including a local intensity maximum of the diffracted beam. The beam cross-sectional portions of at least a subset of the pulses of the set include each a different local intensity maxi-mum. In this way, a multi-pulse application for generating a photo-disruption at a target location of the material can be implemented. | 1. An apparatus for laser-processing a material, the apparatus comprising: a laser source configured to provide a diffraction-limited beam of pulsed laser radiation; a diffraction device configured to diffract the diffraction-limited beam to generate a diffracted beam comprising a set of radiation pulses, each pulse having a plurality local intensity maxima where at least two local intensity maxima have different intensity values; a focusing objective configured to focus the diffracted beam onto the material; and a controller configured to control the diffracted beam to irradiate the material at a target position with a cross-sectional portion of the diffracted beam, the cross-sectional portion including the local intensity maxima of the radiation pulses, the controlling comprising directing each radiation pulse towards the target position with the cross-sectional portion in order to distribute the local intensity maxima of the radiation pulse across the material.
1291 | Incontinence detection apparatus | An incontinence detection system monitors an area for moisture events and wirelessly transmits moisture-related information to one or more notification devices. The system has a pad that includes a substrate and one or more sensors supported by the substrate. The sensor(s) emit wireless signals indicative of the moisture-related information. A sensor event communication system forwards the sensor signals to another device, such as a notification device. Portions of the system are included in a patient support apparatus, such as a bed. | 1. A patient support apparatus comprising a frame including a patient support deck having a plurality of deck sections, a first deck section of the plurality of deck sections being movable relative to at least a second deck section, a mattress supported by the patient support deck, the mattress having a portion that moves with the first deck section, an incontinence detection pad for placement atop the mattress, the incontinence detection pad having a passive radio frequency identification (RFID) tag, a reader coupled to the frame and operable to read data from the RFID tag, a first antenna coupled to an upper surface of the first deck section to move therewith, and a second antenna coupled to an upper surface of the second deck section, wherein the first and second antenna are communicatively coupled with the reader, wherein the RFID tag is excited by energy emitted from at least one of the first and second antenna through the mattress and data from the RFID tag of the incontinence pad is reflected back to at least one of the first and second antennae through the mattress, wherein the incontinence detection pad further comprises a top sheet made of a fluid permeable material, a backsheet comprising a first layer of fluid impermeable material, a conductive ink pattern provided on the first layer and configured to form a first electrode trace and a second electrode trace, and an absorbent core situated between the top sheet and the backsheet, wherein the RFID tag is attached to the first layer and has electrical contacts that couple to the respective first and second electrode traces, wherein wetness bridging between the first and second electrode traces is detectable by the RFID tag in response to the RFID tag being excited by external energy from the first antenna or the second antenna or both.
1292 | Method for facilitating control of a bathing unit system and control panel implementing same | A method and a control panel are described for facilitating the control of a bathing unit system so that the bathing unit system is caused to transition between operating in accordance with a first operational mode to operating in accordance with a second operational mode. A control signal is generated in response to a unitary user input event performed by a user at a control panel of the bathing unit system, the control signal conveying an ambiance activation command associated with a specific ambience setting, the generation of the control signal comprising selecting the specific ambience setting from a set of ambience settings stored in a memory device. The control signal is then transmitted from the control panel to the controller over a communication link where it is processed to cause the bathing unit system to transition from being in the rest mode to operating in accordance with the specific ambience setting. The method and a control panel may allow simplifying the control of the bathing unit system in order to achieve a desired total effect by allowing a user to cause the bathing unit to operate in accordance with an ambience setting by way of a unitary user input event performed at the control panel. | 1. A method for causing a bathing unit system to transition from being in a rest mode to operating in accordance with an ambience setting, the bathing system including a set of bathing unit components, a controller for operating the set of bathing unit components and a control panel in communication with the controller, said method comprising: a) providing a user operable actuator for generating a control signal in response to a unitary user input event performed by a user at the control panel, the control signal conveying an ambiance activation command associated with a specific ambience setting, the generation of the control signal comprising selecting the specific ambience setting from a set of ambience settings stored in a memory device, wherein the unitary user input event performed at the control panel is an actuation of the user operable actuator by the user and wherein selecting the specific ambience setting from the set of ambience settings stored in the memory device is performed based on criteria independent from information provided by the user through the actuation of the user operable actuator; b) transmitting the control signal conveying the ambiance activation command from the control panel to the controller over a communication link; c) at the controller, processing the control signal conveying the ambiance activation command received from the control panel to cause the bathing unit system to transition from being in the rest mode to operating in accordance with the specific ambience setting.
1293 | Biocompatible bonding method and electronics package suitable for implantation | The invention is directed to a method of bonding a hermetically sealed electronics package to an electrode or a flexible circuit and the resulting electronics package that is suitable for implantation in living tissue, for a retinal or cortical electrode array to enable restoration of sight to certain non-sighted individuals. The hermetically sealed electronics package is directly bonded to the flex circuit or electrode by electroplating a biocompatible material, such as platinum or gold, effectively forming a plated rivet-shaped connection, which bonds the flex circuit to the electronics package. The resulting electronic device is biocompatible and is suitable for long-term implantation in living tissue. | 1. An implantable electronic device comprising: a hermetic electronics control unit having a flat ceramic substrate including a plurality of conductive vias of frit containing platinum passing through the ceramic substrate, each via having a contact on an outside surface of the ceramic substrate; a plurality of first portions of electrically conductive adhesive including electrically conductive biocompatible particulate bonded to each of the contacts; a plurality of second portions of electrically conductive adhesive including electrically conductive biocompatible particulate bonded to the plurality of first portions of electrically conductive adhesive; a flexible circuit including a polymer base layer, metal trace layer, and polymer top layer, the metal trace layer including a plurality of bond pads, the plurality of bond pads bonded to the plurality of second portions of electrically conductive adhesive, electrodes suitable to stimulate neural tissue, and traces connecting the bond pads to the electrodes; and underfill filling remaining gaps between the hermetic package and the flexible circuit; wherein the plurality of contacts are on a common planar outside surface of the ceramic substrate and the plurality of bond pads are aligned with the contacts.
1294 | Utility module interface | A defibrillator system optimizes the timing and manner of applying a defibrillator charge to a patient based upon data provided to the defibrillator from a utility module or one or more external devices. A parameter module on the utility module provides the defibrillator with patient parameter information. Devices external to the utility module may provide the utility module with coaching data that the utility module may pass through to the defibrillator as a proxy to the external devices. The utility module may also provide external devices with patient data that the utility module may pass through to the external devices as a proxy to the defibrillator on a scheduled or other basis. The utility module may additionally provide a reserve of power to enable defibrillators to be used where power is unavailable and to enable defibrillators to deliver multiple charges more readily anywhere, anytime. | 1. A utility module comprising: a parameter module configured to receive input from one or more sensors and to detect a physiological parameter of a patient; a module processor configured to control the parameter module and to control communications between the parameter module and a defibrillator; a power source; and a power outlet configured to provide an electrical charge to a first energy storage device of the defibrillator when the utility module is connected to the defibrillator, wherein the defibrillator comprises: the first energy storage device, wherein the first energy storage device is configured to store the electrical charge; and a defibrillator processor.
1295 | Multi-glazed window incorporating an active noise reduction device | A multi-glazed window formed by a frame produced from profiles supporting at least two glass panes separated by an air layer. The window incorporating an active noise reduction device for a noise coming from a noise source. At least one loudspeaker an actuator associated with the membrane, which actuator is capable of inducing a vibratory movement of said membrane, at least one control microphone carried by the frame, said microphone being installed in the air layer in order to sense the acoustic signals in said air layer, and a control electronics suitable for controlling the actuator according to the acoustic signals sensed by the control microphone. | 1. A multi-glazed window formed by a frame produced from profiles supporting at least two glass panes separated by an air layer, said window having a longitudinal median plane and incorporating an active noise reduction device for a noise coming from a noise source, which device comprises: at least one loudspeaker which is in the form of a hollow body in the form of an elongated rectangle parallelepiped and one face of which is constituted at least partially by a vibrating membrane arranged between the two adjacent glass panes in such a way as to vibrate and generate a counter-noise in the air layer, an actuator associated with the membrane, which actuator is capable of inducing a vibratory movement of said membrane, at least one control microphone carried by the frame, said microphone being installed in the air layer in order to sense the acoustic signals in said air layer, a control electronics suitable for controlling the actuator according to the acoustic signals sensed by the control microphone, wherein the hollow body forms one of the profiles of the frame, the membrane is arranged in the middle of the two glass panes, symmetrically with respect to the longitudinal median plane of the window, the control microphone is offset from the longitudinal median plane of the window in such a way that it is closer to the glass pane which is the further from the noise source than the other glass pane.
1296 | Sensor assembly, method, and device for monitoring shear force and pressure on a structure | Shear force and pressure on a structure are simultaneously monitored using signals received from sensors with antennas on the structure. For example, sensors and systems for monitoring shear force and pressure have applications including ulcer prevention associated with structures including shoes, prosthetics, wheel-chairs, and beds of bed-bound patients. | 1. An antenna sensor assembly, comprising: a first structure and a second structure, wherein the first structure is connected to and spaced apart from the second structure by an intermediate structure; wherein the intermediate structure is configured to allow the first structure to displace laterally relative to the second structure in a first direction in response to a shear force; the first structure comprising a reflector, wherein the reflector comprises a conductive material and a reflector area; and the second structure comprising a patch antenna, wherein the patch antenna comprises: a radiation patch that radiates an electromagnetic wave, the radiation patch comprising an antenna area; a dielectric substrate; and a ground plane; wherein an overlapping area is a portion of the antenna area that is overlapped by the reflector area; and wherein the patch antenna and the reflector are configured such that resonant frequencies of the antenna sensor assembly are based on a position of the reflector with respect to the patch antenna; and wherein lateral displacement of the first structure relative to the second structure in response to a shear force shifts a lateral position of the reflector relative to the patch antenna and thereby changes a size of the overlapping area.
1297 | Optical device | An optical device includes: an excitation light source; a first light transmitter that transmits excitation light emitted from the excitation light source; a fluorescent light part that is disposed on a surface of the first light transmitter opposite a surface through which the excitation light enters, and emits fluorescent light from the excitation light; a second light transmitter that interposes the fluorescent light part with the first light transmitter, and transmits light emitted from the fluorescent light part; a light transmission fiber that guides the light exiting from the second light transmitter; and a microfabricated film that is disposed on a side of the second light transmitter closer to the light transmission fiber, and collects, toward the light transmission fiber, the light emitted from the fluorescent light part. | 1. An optical device, comprising: an excitation light source; a first light transmitter that transmits excitation light emitted from the excitation light source; a fluorescent light part that is disposed on a surface of the first light transmitter opposite a surface through which the excitation light enters, and emits fluorescent light from the excitation light; a second light transmitter that interposes the fluorescent light part with the first light transmitter, and transmits light emitted from the fluorescent light part; a light guide that guides the light exiting from the second light transmitter, and a light collecting structure including a plurality of protrusions and that is disposed on a side of the second light transmitter closer to the light guide, and collects, toward the light guide, the light emitted from the fluorescent light part, wherein: the plurality of protrusions each form a portion of an approximate spherical body and are arranged in a matrix on a surface of the second light transmitter closer to the light guide, each of the plurality of protrusions has a virtual undersurface on a side closer to the second light transmitter, and when k represents a half width that is half a width of the virtual undersurface, and h represents a height of each of the plurality of protrusions in a direction of an optical axis of the excitation light source, the light collecting structure satisfies a condition of:
1298 | Multi-function thermostat with concierge features | A multi-function thermostat for a hotel room. The thermostat includes a touch-screen interface, a communications interface, and a processing circuit. In some embodiments, the touch-screen interface is configured to present information to a hotel guest and receive input from the hotel guest. The communications interface is configured to communicate with a hotel system. The processing circuit is configured to retrieve concierge information from the hotel system via the communications interface and cause the touch-screen interface to display the concierge information. | 1. A multi-function thermostat, the thermostat comprising: a touch-screen interface configured to present information to a user and receive input from the user; a communications interface configured to communicate with a hotel system; and a processing circuit configured to: retrieve concierge information from the hotel system via the communications interface; cause the touch-screen interface to display the concierge information; receive a hotel booking request via the touch-screen interface, the hotel booking request comprising a check-in date and a check-out date; receive payment information from the user for a payment amount based on the hotel booking request; and facilitate a transaction in the payment amount with the payment information for the hotel booking request.
1299 | System and method for synchronizing networked components | A method for synchronizing a plurality of components that are networked via a plurality of high speed switches, the method includes frequency-locking to a master clock component clocks of the plurality of components, and synchronizing to a master counter, driven by the master clock, component counters of the plurality of components, so that the frequency-locked component clocks drive the component counters in synchrony with the master counter. | 1. A synchronous network time system comprising: a master clock configured to generate a sequence of master clock pulses at a clock frequency; a master processor configured to receive the master clock pulses, maintain a master counter of the master clock pulses, and generate a master stream including instructions for initializing a component counter; a clock encoder configured to receive the master stream and the master clock pulses, and generate a clock stream by modulating the master clock pulses onto the master stream; a clock decoder configured to receive the clock stream, demodulate the clock stream to reproduce the master stream, and obtain a sequence of component clock pulses; and a component clock configured to initialize and maintain a component counter based on the instructions from the master processor and the component clock pulses.
1300 | System implantable under skin of a living organism | Disclosed is a system for enhancing features of a living organism and further communicating the features with an external device. The system includes a flexible printed circuit implanted under the skin of a living organism and a host placed in proximity of the living organism for powering the flexible printed circuit implant wirelessly utilizing alternating charges. The living organism generates biological signals. The host further includes a memory unit connected to a controller for storing media data and operating instructions, a first electrode for emitting alternating charges with variable frequency, a second electrode floats against the ground; and an interface which wirelessly communicates with an external device. The flexible printed circuit includes a third electrode which mirrors said alternating charges received from the first electrode, and an energy convertor for changing the alternating charges to DC power. The flexible printed circuit includes a bi-directional communication unit to communicate signals with a modem for modulating and demodulating the generated modulated alternating frequency, and an analog I/O unit which processes biological signals received from the bi-directional communication unit. An electro-mechanic coupler enhances the biological signals, further the electro-mechanic coupler generates mechanical waves utilizing a fixed structure of said living organism. Further, the coupler converts mechanical waves into electrical signals and furthermore communicates the electrical signals containing processed biological signals with an analog I/O unit, and further the electro-mechanic coupler emits and receives alternating charges. Further, the analog I/O unit processes the electrical signals and communicates the information to the bi-directional communication unit. | 1. A system for enhancing features of a living organism and further communicating the enhancing features with an external device, the system comprising: one or more flexible printed circuits implanted under a skin of the living organism; and a host placed in proximity of the living organism for powering the flexible printed circuit implant, the living organism generates and receives biological signals, the host comprising: a controller for generating commands; a generator for generating variable frequency; a modem for modulating the generated variable frequency and demodulating a modulated alternating frequency; a first electrode for emitting alternating charges with variable frequency, further the first electrode coupled with the living organism; a memory unit connected to the controller for storing media data and operating instructions; a second electrode floating against a ground; and an interface wirelessly communicating with the external device; wherein each of the flexible printed circuit comprising: a third electrode mirrors alternating charges received from the first electrode; an energy converter for changing the alternating charges to DC power; a bi-directional communication unit to communicate signals with the modem utilizing the alternating charges and the biological signals; an analog I/O unit processes the biological signals received from the bi-directional communication unit; and an electro-mechanic coupler coupled to the fixed structure of a living organism, further the electro-mechanic coupler bi-directionally enhances the generated and the received biological signals, further the electro-mechanic coupler generates mechanical waves utilizing the fixed structure and further converts mechanical waves into electrical signals and furthermore communicates the electrical signals containing the processed biological signals with the analog I/O unit, further the electro-mechanic coupler emits and receives alternating charges; wherein the analog I/O unit processes the electrical signals and communicates an information to the bi-directional communication unit, wherein the bi-directional unit communicates the information to the modem over the electric field, further wherein the controller processes signals from the modem and utilizing the memory unit for operating instructions and further the controller communicates the operating instructions and media data with the external device using the interface.
1301 | Mobile terminal and operating method thereof | A mobile terminal includes: a wireless communication unit; a display; and a controller configured to receive location information from an auxiliary device via the wireless communication unit, wherein the location information includes curvature information of a part of a face of a user that is in contact with the auxiliary device and movement information of the auxiliary device relative to the user; recognize a part of the face based on the location information; and cause the display to display the recognized part of the face in real time. | 1. A mobile terminal comprising: a wireless communication unit; a memory in which a plurality of curvature ranges are stored, wherein each of the plurality of curvature ranges corresponds to a section of a face such that each curvature range corresponding to a specific section of the face is different from other curvature ranges corresponding to other sections of the face; a display; and a controller configured to: receive location information from an auxiliary device via the wireless communication unit, wherein the location information includes curvature information of a part of a face of a user that is in contact with the auxiliary device and movement information of the auxiliary device relative to the user'ss face, wherein the curvature information includes a rate of variation indicating a degree of curvature of a surface of the face; acquire a curvature range, which includes the rate of variation received from the auxiliary device, from the memory; determine a section of the user'ss face corresponding to the acquired curvature range; recognize the part of the user'ss face that is in contact with the auxiliary device based on the determined section; and cause the display to display a simulated face, a care location mark indicated at a first position of the simulated face that corresponds to the recognized part, wherein the care location mark indicates a current location of the auxiliary device on the face of the user.
1302 | Systems for tracking medications | The present disclosure relates to integrated systems, methods and apparatuses for assisting individuals in managing acute life-threatening conditions. A system in accordance with the current disclosure may comprise an electronic circuit configured to be attached to a container of a medication and one or more devices in communication with the electronic circuit in a private network. In an aspect, the one or more devices may work in concert to determine the safety level of an individual based on predetermined usage settings. In some aspects, the system may be configured to determine whether a medication would expire before its manufactured expiry date. In another aspect, the system may assist an individual in locating a medication. In a further aspect, the system may determine whether an individual is having an anaphylactic reaction. In some aspects, the system may detect a known allergen and alert the individual. | 1. A system for aiding an individual to manage the use of a medication, the system comprising a first device configured to adhere to a container of the medication; a second device configured to communicate wirelessly with the first device, the second device comprising one or more processors and one or more computer-readable storage media electronically coupled to at least one of the processors in the second device and encoded with instructions that cause the second device at least to attempt to form a wireless connection with the first device, the instructions further comprising both instructions that detect success of the attempt to establish a wireless connection with the first device and as a consequence of this detection cause the second device to provide output that indicates that the second device is connected to the first device, and instructions that detect failure of the attempt to establish a wireless connection with the first device and as a consequence of this detection cause the second device to emit an alert; and a third device configured to communicate wirelessly with the second device, the third device comprising one or more processors, one or more network interfaces operatively coupled to at least of the processors in the third device, and one or more computer-readable storage media operatively coupled to at least one of the processors in the third device and encoded with instructions that, when executed by at least one of the processors in the third device, cause the third device at least to establish a connection via a network with a support infrastructure that comprises one or more computer systems, determine based on communication with the support infrastructure that a safe zone is defined with reference to the third device, and attempt to establish a short-range wireless connection directly with the second device; wherein the second device is deemed to be in the safe zone consequent to the determination that a safe zone is defined with reference to the third device and also consequent to successful establishment of the short-range wireless connection; and wherein the second device is configured to suppress the alert when the second device is in the safe zone.
1303 | Programmable devices to generate alerts based upon detection of physical objects | A device, computer-readable medium, and method for performing a remedial action in response to detecting a presence of an object are disclosed. For example, a processor may receive a configuration file, the configuration file identifying an object, an alert, and a remedial action, detect a presence of the object, wherein the object is a triggering object relating to a mental condition of a user, send the alert to a monitoring device, in response to detecting the presence of the object, and perform the remedial action, in response to detecting the presence of the object. | 1. A device comprising: a processor; and a computer-readable medium storing instructions which, when executed by the processor, cause the processor to perform operations, the operations comprising: receiving a configuration file, the configuration file identifying a triggering object relating to a mental condition of a user, a threshold for detecting a negative mental state of the user, a type of automated alert, and an automated remedial action; detecting a presence of the triggering object; obtaining a measurement of the user via a physiological sensor in response to the detecting of the presence of the triggering object; detecting the negative mental state of the user, when the measurement of the user via the physiological sensor reaches the threshold for detecting the negative mental state of the user; sending an alert of the type of automated alert to a monitoring device, in response to detecting the presence of the triggering object, wherein the alert identifies the negative mental state of the user and a location of the user; and performing the automated remedial action, in response to the detecting the presence of the triggering object and the detecting the negative mental state of the user based upon the measurement, wherein the automated remedial action comprises presenting a message to the user to avoid the negative mental state of the user.
1304 | Monitoring system | A monitoring system has sensors for monitoring a comfort of a user. For example, a motion sensor may detect movements as the user lies or plays in the monitoring system. The motion sensor is sensitive to detect expansion and contraction of a chest cavity, thus monitoring the user's breathing status. Other sensors may detect other environmental data, such as temperature, humidity, and even the user's voice. Collectively, the sensors may be used to infer the user's status/comfort. The monitoring system may collect the data and then infer the user's comfort. The monitoring system may also send the data to another device for analysis, such as a computer, smartphone, or even a server providing a cloud-based service. | 1. A system, comprising: a hardware processor; and a memory device, the memory device storing code, the code when executed causing the hardware processor to perform operations, the operations comprising: receiving an output signal generated by a sensor, the sensor generating the output signal in response to a user lying on a cushioned pad; comparing the output signal to a threshold value; and activating a contact mechanism that imparts a force to the cushioned pad, the contact mechanism activated in response to the output signal satisfying the threshold value, the force being to provoke a movement of the user lying on the cushioned pad to alter the output signal generated by the sensor.
1305 | Behavior shaping using a construction toy | A method includes acquiring individual assessment data that includes behavior from player of a construction toy. The construction toy includes at least one sensor to detect an activity of the player with the construction toy. The method further includes determining a goal for the player based on the individual assessment data and a set of group assessment data. The method also includes providing a teaching based on the goal. The method includes permitting the player to play with the construction toy with reduced monitoring or intervention by the processing device during a free play period. The method further includes in response to a determination that free play period is over, prompting the player to perform an activity based on the goal. The method also includes in response to a determination that the player has completed the activity, providing a first reinforcement message to the player. | 1. A method, comprising: acquiring individual assessment data that comprises behavior of a player of a construction toy, the construction toy includes at least one sensor to detect an activity of the player with the construction toy; determining, by a processing device, a goal for the player based on the individual assessment data and a set of group assessment data; providing a teaching based on the goal; monitoring the activity of the player with the construction toy; analyzing a construction state of the construction toy to determine that the player has met a construction toy milestone; setting a play mode of the construction toy to a free play mode to permit the player to play with the construction toy with reduced monitoring during a free play period; refraining from recording the activity of the player with the construction toy during the free play period; determining that the free play period is over; responsive to determining that the free play period is over, setting the play mode of the construction toy to a monitored mode; prompting the player to perform an activity based on the goal in response to the play mode of the construction toy being set to the monitored mode; and providing an electronic communication to the player in response to a determination that the player has completed the activity as detected by the sensor.
1306 | Acoustic representations of environments | Concepts and technologies are disclosed herein for acoustic representations of environments. A processor can execute an acoustic representation service. The processor can receive a request to provide acoustic representation data to a device. The processor can obtain input data from the device. The input data can include captured data. The processor can analyze the input data to recognize an object represented in or by the input data and a path associated with the object. The processor can generate acoustic representation data representing the object and the path, and provide the acoustic representation data to the device. | 1. A method comprising: obtaining, by a device comprising a processor, captured data from a capture device that is in communication with the device, wherein the captured data comprises video that is captured in three hundred sixty degrees centered on the capture device; sending, by the device and directed to a service, input data comprising a portion of the captured data, wherein the service is configured to recognize, based on the input data, an object and a path of movement associated with the object; and receiving, by the device, acoustic representation data that represents the object and the path of movement.
1307 | Non-contact surgical adapter electrical interface | A surgical instrument includes a handle, an adaptor, and a non-contact electrical interface. A proximal end of the adaptor is releasably coupled to a distal end of the handle. The non-contact electrical interface is configured to wirelessly transmit energy from the handle to the adaptor and is configured to wirelessly transmit data from the adaptor to the handle. The electrical interface may include a proximal coil disposed within the handle and a distal coil disposed within the adaptor. When the adaptor is coupled to the handle, the proximal coil may be disposed adjacent the distal coil to form a transformer to inductively transfer energy from the handle to the adaptor and inductively transmit data from the adaptor to the handle. | 1. A surgical instrument comprising: a handle; an adaptor including a proximal end releasably coupled to a distal end of the handle; a loading unit including a proximal end releasably coupled to a distal end of the adaptor; and a non-contact electrical interface configured to wirelessly transfer energy from the handle to the adaptor and configured to wirelessly transmit data from the adaptor to the handle.
1308 | Method of measuring time difference between detection times, and device for performing the method | A method of measuring a time difference between detection times includes receiving, from a first sensor, first information associated with a first detection time at which a first biosignal is detected, receiving, from a second sensor, second information associated with a second detection time at which a second biosignal is detected, and measuring a time difference between the first and the second detection times based on the first information and the second information. | 1. A method of measuring a time difference between detection times, the method comprising: receiving, at a controller, from a first sensor, first information associated with a first detection time at which a peak value of a first biosignal is detected; receiving, at the controller, from a second sensor, second information of a peak value of a second biosignal associated with a second detection time using a resonance signal generated through mutual magnetic induction between a coil disposed at the controller and a coil disposed at the second sensor; and measuring a time difference between the first detection time and the second detection time based on the first information and the second information.
1309 | Vehicle cloud processing methods for fabricating objects at vehicle aggregation locations | A cloud computing system includes a network interface for interfacing with a wide area network. At least one wireless transceiver engages in bidirectional communication with a plurality of vehicle cloud processing devices within a corresponding plurality of vehicles in at least one vehicle aggregation location. A network control device receives requests for at least one cloud computing service via the wide area network and facilitates the at least one cloud computing service via the bidirectional communication with the plurality of vehicle cloud processing devices. | 1. A method comprising: aggregating a plurality of cloud processing devices at a vehicle aggregation location, wherein the plurality of cloud processing devices includes a plurality of three-dimensional (3D) fabrication devices in a plurality of vehicles; storing, at a system including a processor and a memory, registry data corresponding to the vehicle aggregation location, wherein the registry data includes a number or capacity of cloud processing devices that are currently available and a projection of future cloud processing device availability; receiving, at the system, requests for cloud tasks communicated via a wide area network, each request indicating a 3D product to be fabricated; allocating, via the system, the cloud tasks to the plurality of cloud processing devices at the vehicle aggregation location via the wide area network, wherein allocating at least one of the cloud tasks is based on the registry data indicating the number or the capacity of cloud processing devices that are currently available, and the projection of future cloud processing device availability, in conjunction with a time constraint associated with the at least one of the cloud tasks that indicates a length of time to fulfill the at least one of the cloud tasks, and wherein at least one of the plurality of cloud processing devices fabricates the 3D product via at least one of the plurality of 3D fabrication devices in the plurality of vehicles; and scheduling and managing, via the system, performance of the cloud tasks via the plurality of cloud processing devices, wherein the managing includes receiving cloud task results data from the plurality of cloud processing devices indicating when the cloud tasks are completed.
1310 | Remote control and interaction with implanted devices | A method for interaction with a medical device that is implanted in a body of a patient. The method includes detecting, using an inertial sensor, an arcuate motion of a wireless communication device terminating in physical contact between the wireless communication device and the body. In response to the detected arcuate motion, a wireless communication link is actuated between the wireless communication device and a transmitter in the implanted medical device. The wireless communication device data receives transmitted over the wireless communication link by the transmitter. | 1. A method for interaction with a medical device that is implanted in a body of a patient, the method comprising: detecting, using an inertial sensor, an arcuate motion of a wireless communication device at a velocity in the range of 20-200 cm/sec, with abrupt deceleration terminating in physical contact between the wireless communication device and the body; in response to the detected arcuate motion, actuating a wireless communication link between the wireless communication device and a transmitter in the implanted medical device; and receiving in the wireless communication device data transmitted over the wireless communication link by the transmitter, wherein the inertial sensor is adapted to actuate the wireless communication only in response to an arcuate motion of a wireless communication device at a velocity in the range of 20-200 cm/sec, wherein abrupt deceleration occurs when the velocity of the wireless communication device decreases from at least 20 cm/sec to zero in 100 ms or less.
1311 | Bracket assembly for mobile terminal and mobile terminal | A bracket assembly for use in a mobile terminal includes a metal support and a multi-contact spring. The metal support is configured to support an electronic component of the mobile terminal. The multi-contact spring includes a first pressure contact part, a second pressure contact part, a first elastic part, a second elastic part, and a fixing part. The multi-contact spring is fixed to a frame of the mobile terminal by a fastener extending through the fixing part into the frame. The first elastic part is connected to the first pressure contact part and the fixing part and is configured to provide a first restoring force to the first pressure contact part such that the first pressure contact part abuts against a metal cover of the mobile terminal and is grounded. | 1. A bracket assembly in a mobile terminal, the mobile terminal comprising a communication element, an electronic component, a frame, and a metal cover, the bracket assembly comprising: a metal support configured to support the electronic component of the mobile terminal; and a multi-contact spring comprising at least one first pressure contact part, at least one second pressure contact part, at least one first elastic part, at least one second elastic part, and at least one fixing part, wherein the multi-contact spring is fixed to the frame of the mobile terminal by the at least one fixing part, the at least one first elastic part is connected to the at least one first pressure contact part and the at least one fixing part and is configured to provide a first restoring force to the at least one first pressure contact part such that the at least one first pressure contact part abuts against the metal cover of the mobile terminal and is grounded, and the at least one second elastic part is connected to the at least one second pressure contact part and the at least one fixing part and is configured to provide a second restoring force to the at least one second pressure contact part such that the at least one second pressure contact part abuts against the metal support so as to ground the metal support to reduce signal interference of the metal support to the communication element.
1312 | Laser apparatus and extreme ultraviolet light generating apparatus | A laser beam having desired properties is output at desired timings. A laser apparatus is a laser apparatus for use with an extreme ultraviolet light generating apparatus that generates extreme ultraviolet light at a repetition frequency which is set in advance, and may be equipped with: a semiconductor laser that outputs a laser beam when a trigger signal is input thereto; an optical switch that switches between a state in which the laser beam passes therethrough and a state in which the laser beam does not pass therethrough, provided along the optical path of the laser beam; and a control unit configured to output the trigger signal to the semiconductor laser at a frequency which is an integer multiple of the repetition frequency, and to control the optical switch such that the laser beam passes therethrough at the repetition frequency. | 1. A laser apparatus for use with an extreme ultraviolet light generating apparatus that generates extreme ultraviolet light at a repetition frequency which is set in advance, comprising: a semiconductor laser that outputs a laser beam when a trigger signal is input thereto; an optical switch that switches between a state in which the laser beam passes therethrough and a state in which the laser beam does not pass therethrough, provided along the optical path of the laser beam; and a control unit having a storage/calculation unit, the control unit configured to change output timing of the trigger signal which is output to the semiconductor laser based on the repetition frequency in synchronization with the repetition frequency, and to control the optical switch such that the laser beam passes therethrough at the repetition frequency, wherein the storage/calculation unit is configured to store, in advance, measurement results related to a relationship between time lags from output timings of the trigger signals to timings at which the laser beam is output from the semiconductor laser and the repetition frequency, the storage/calculation unit is configured to refer to the measurement results to calculate the output timing of the trigger signal, the control unit determines the output timing calculated by the storage/calculation unit as an updated output timing of the trigger signal, the control unit determines the updated output timing of the trigger signal according to a change in the load state of the semiconductor laser; and the semiconductor laser outputs the laser beam in synchronization with the repetition frequency, based on the output timing which is determined by the control unit.
1313 | Computerized information collection and processing apparatus and methods | Computerized information acquisition and processing apparatus and methods. In one embodiment, the apparatus includes a sensor and processor with associate storage device(s). In one variant, the apparatus includes data relating to one or more templates associated with various physiological artifacts. The apparatus is configured in this variant to utilize the data to evaluate data collected by the sensor to enable, for example, filtering of data for transmission over a wireless interface of the apparatus. | 1. An electronic probe configured for use within an intestinal tract of a human being, said electronic probe comprising: a housing; at least one sensor apparatus capable of generating sensor data; data processing apparatus in data communication with the at least one sensor apparatus; at least one program storage apparatus in communication with the data processing apparatus and comprising at least one computer program; at least one data storage apparatus in data communication with the data processing apparatus, the at least one data storage apparatus configured to store normal or non-afflicted intestinal tract template data within the electronic probe; a wireless interface in data communication with the data processing apparatus and capable of transmitting data wirelessly from the probe; wherein the at least one computer program is configured to, when executed on said data processing apparatus, cause said electronic probe to: obtain data generated by the at least one sensor apparatus; evaluate at least a part of said obtained data against the pre-stored normal or non-afflicted intestinal tract template data, the evaluation enabling identification of one or more first portions of the at least part of the obtained data corresponding to normal or non-afflicted portions of the intestinal tract; based at least in part on said evaluation, cause processing of only one or more second portions of the at least part of the obtained data, the one or more second portions comprising portions of the at least part of said obtained data other than the identified one or more first portions corresponding to normal or non-afflicted portions of the intestinal tract, the processing of only the one or more second portions configured to create processed obtained data; and cause transmission of at least a part of said processed obtained data using at least the wireless interface; wherein the normal or non-afflicted intestinal tract template data is pre-stored on the at least one data storage apparatus prior to the evaluation of the at least part of the obtained data.
1314 | Surgical device guidance and monitoring devices, systems, and methods | Provided herein are systems, devices, assemblies, and methods for localization of one or more tags in a patient. | 1. A system comprising: a) an attachment component comprising at least one location emitter, wherein said attachment component is configured to be attached to a hand-held medical device with a device tip; b) a display component attached to, or integral with, said attachment component, wherein said display component comprises a display screen, and c) a tag, said tag comprising an antenna, wherein said tag is physically separate from, and not physically linked to, any of: said attachment component, said display component, and said hand-held medical device; and wherein said display screen is configured to receive data about the position of said tag and said medical device from a computer system, wherein said computer system is configured to receive information from a plurality of witness stations and generate said data, and wherein said display screen displays: i) a tag indicator which corresponds to the physical location of said tag, and ii) at least one of the following additional indictors: A) a total distance indicator which indicates the distance of said device tip to said tag, B) a medical device indicator which corresponds to the location of said medical device with respect to said tag, C) a tag-tip vector indicator which provides a representation of the two-dimensional distance, and two-dimensional location, of said device tip to said tag; and D) a depth indicator which provides an indication of how high above, or below, the device tip is with respect to said tag.
1315 | Disposable glucose biosensor including an activity sensor | Example disposable biosensor devices having an activity sensor are disclosed. One example device includes a disposable biosensor that has a first electrode having a distal end to be inserted into a subcutaneous layer beneath a person's skin, the first electrode having a reactive material disposed on the distal end, and a second electrode. The disposable biosensor device also includes an activity sensor that can be activated upon an activity by the person, the activity sensor for detecting the activity and providing data about the activity. The disposable biosensor also includes a radio frequency transmitter for transmitting data obtained from the first or second electrode and the activity sensor. | 1. A disposable biosensor comprising: a glucose sensor comprising: a first electrode having a distal end insertable into a subcutaneous layer beneath a patient'ss skin, the first electrode having a reactive material disposed on the distal end; a second electrode comprising a counter electrode to the first electrode; and wherein the glucose sensor is configured to provide glucose sensor data; an activity sensor to sense activity and provide an activity sensor data, the activity sensor data comprising information about a physical movement of the patient; wherein, a sensor data comprises both glucose sensor data provided by said glucose sensor and activity sensor data provided by said activity sensor; a memory; a processor to: receive the sensor data; generate a time stamp for said sensor data; and store activity information based on the activity sensor data, and glucose information based on the glucose sensor data in the memory with the generated time stamp; and a radio frequency (&quot;RF&quot;) transmitter in communication with the first and second electrodes and the activity sensor to transmit biosensor information, wherein the activity sensor, the first electrode, and the second electrode are included in the disposable biosensor.
1316 | Nasal stimulation devices and methods | Described here are devices, systems, and methods for treating one or more conditions (such as dry eye) or improving ocular health by providing stimulation to nasal or sinus tissue. Generally, the devices may be handheld or implantable. In some variations, the handheld devices may have a stimulator body and a stimulator probe having one or more nasal insertion prongs. When the devices and systems are used to treat dry eye, nasal or sinus tissue may be stimulated to increase tear production, reduce the symptoms of dry eye, and/or improve ocular surface health. | 1. A method of tear production in a subject, comprising: positioning an electrode in contact with a part of a nasal mucosa covering an upper lateral cartilage and adjacent a nasal bone of an anterior nasal cavity of the subject, wherein the subject is suffering from dry eye; and delivering an electrical stimulus via the electrode in order to thereby treat the dry eye through tear production, wherein the electrical stimulus comprises a waveform having a frequency between 0.1 Hz and 200 Hz.
1317 | Vision and cognition testing and/or training under stress conditions | The visual and cognitive skills of a subject may be tested and/or trained by providing a visual stimulus to a subject. More particularly, a subject may be tested and/or trained when under a stress condition to determine the effect of a stress condition, such as a physical stress or a cognitive stress, on the subject's visual and sensory skills. A response may be received from a subject via an input device, the appropriateness of which may depend upon the stimulus provided to the subject. Behavioral information and other data regarding the performance of a subject and the possible effect of the stress condition may be recorded. Scoring may be based upon the speed, accuracy, and other aspects of the performance of a subject. | 1. A system for improving athletic performance of a test subject, the system comprising: a first apparatus, comprising: a test unit, at least one display device, and at least one monitor for monitoring at least one of eye movement and head movement of the test subject; and a second apparatus comprising a stress-inducing device configured to provide a stress to the test subject, wherein the first apparatus is configured to provide a test to the test subject by: displaying a visual stimulus to the test subject on the at least one display device; determining a correct response to the visual stimulus; receiving a response from the test subject; capturing at least one of head movement and eye movement of the test subject using the at least one monitor; determining if the response is the correct response; and calculating a score based on the response being correct or incorrect and a degree of head or eye movement of the test subject captured by the at least one monitor, wherein the system is configured so the first apparatus can provide the test to the test subject at the same time as the second apparatus provides the stress to the test subject.
1318 | Light source device and endoscope apparatus comprising the same | A light source device includes a first semiconductor light source, a second semiconductor light source, and a wavelength converter. The first semiconductor light source emits light in a first wavelength range. The second semiconductor light source emits light in a second wavelength range different from the first wavelength range. The wavelength converter absorbs the light in the first wavelength range to emit light in a third wavelength range different from either of the first wavelength range and the second wavelength range, and transmits the light in the second wavelength range substantially entirely. | 1. An optical device comprising: a first light source configured to emit a first light having a first wavelength range; a second light source configured to emit a second light having a second wavelength range, wherein at least a portion of the second wavelength range is different from the first wavelength range; and a first wavelength converter comprising: wavelength conversion material of a first type, configured to: wavelength convert a first part of the first light incident on the wavelength conversion material of the first type into a first converted light, wherein the first converted light has a third wavelength range different from the first wavelength range and different from the second wavelength range; and emit a first illumination light comprising the first converted light and a second part of the first light that is transmitted through the first wavelength converter; and wavelength conversion material of a second type, configured to: wavelength convert a first part of the second light incident on the wavelength conversion material of the second type into a second converted light; and emit a second illumination light comprising the second converted light and a second part of the second light that is transmitted through the first wavelength converter.
1319 | Wearable computing device | The present disclosure describes a wearable computing device (WCD) in the form of a ring that can be worn on the finger of a human user. | 1. A method of identifying an authorized user of a wearable intelligent ring computing device, the wearable intelligent ring computing device having an imaging module within an interior portion of the intelligent ring, the imaging module comprising an illumination element and an imaging element and being connected to a computing component, at least a portion of the imaging module being exposed by a window positioned in an exterior portion of the intelligent ring, the method comprising: donning, on the finger of a user, the intelligent ring, in a manner so that the window of the intelligent ring is adjacent a skin surface of the finger of the user, the skin surface being proximate an underlying cluster of capillaries; illuminating, by the illumination element of the intelligent ring, a portion of the skin surface of the skin of the finger of the user, in a manner to irradiate the capillaries; imaging, by the imaging element, the portion of the skin surface of the user to generate at least one first image of the underlying cluster of capillaries; generating, by the computing component of the intelligent ring, a reference capillary map corresponding to the user based at least in part on the at least one first image; and identifying, by the computing element, the authorized user of the intelligent ring, the identifying being based at least in part on the generated reference capillary map.
1320 | Contrast media injection data management | Contrast administration data that relates to operation of a contrast media injector system ( 602 ) may be converted from at least one format (e.g., a CAN-compliant format) to at least one other format (e.g., an HL-7-compliant format) by an injection data management module ( 660 ) for use by a medical system ( 600 ). Data on contrast media prescribed for an imaging operation using an imaging system ( 690 ), contrast media data for use in this imaging operation, and data on contrast media actually administered/injected by a contrast media injector system ( 602 ) for this imaging operation may be stored in a data structure ( 780 ) on the injection data management module ( 660 ). Patient renal function data may be used to control the dispensing of contrast media from a contrast media/storage/dispensing unit ( 500 ), to control the operation of the contrast media injector system ( 602 ), or both, and may be stored in the data structure ( 780 ) as well. | 1. A medical system comprising: a network; a first facility; a plurality of imaging suites comprising first and second imaging suites, wherein said first facility comprises said first and second imaging suites, wherein each said imaging suite comprises an imaging system; a separate contrast media injector system associated with each said imaging suite, wherein each said contrast media injector system is on said network, wherein each said contrast media injector system comprises an injection head, and wherein said injection head for each said contrast media injector system is located within its corresponding said imaging suite; a plurality of control rooms, wherein each said control room is associated with at least one said imaging suite; a first medical information system on said network; and an injection data management system comprising: a separate data translation module and a separate data management system (DMS) console for each said contrast media injector system such that each said contrast media injector system has a dedicated said data translation module and a dedicated said DMS console, wherein each said DMS console comprises at least one user input device and at least one display; and a data management system (DMS) server; wherein said data translation module and said DMS console for each said contrast media injector system, as well as said DMS server, are all on said network; wherein each said data translation module receives injection data from its corresponding said contrast media injector system, and comprises a first data conversion unit to convert at least some of said injection data from a first data format to a second data format, and wherein each said data translation module is configured to send said injection data, in said second format, to its corresponding said DMS console; wherein each said DMS console is configured to compile, based at least in part on injection data received from its corresponding said contrast media injector system, a data management system (DMS) patient record pertaining to a single injection procedure on a single patient using at least one medical fluid and its corresponding said contrast media injector system, wherein said DMS console is further configured to store a plurality of said DMS patient records generated from execution of a plurality of injection procedures by its corresponding said contrast media injector system, and wherein each said DMS console is configured to transmit selected said DMS patient records, that are currently stored on said DMS console, to said DMS server; and wherein said DMS server comprises a DMS records database comprising a plurality of DMS patient records received from each said DMS console; and wherein said DMS server is configured to transmit selected said DMS patient records, that are currently stored on said DMS server, to said first medical information system.
1321 | Cable connection structure, ultrasonic probe, and ultrasonic endoscope system | A cable connection structure for connecting a plurality of cables to an electrode provided on a substrate includes an extended portion that is provided integrally with the plurality of cables, extends from the plurality of cables, and covers at least a connection part between the plurality of cables and the electrode. | 1. A cable connection structure comprising: a first substrate formed of a bendable electrically insulating film; a plurality of lead terminals that are disposed next to one another along a first direction on the first substrate and projected from an edge portion of the first substrate along a second direction, the second direction being different from the first direction; a second substrate having a first surface on which a plurality of electrodes are provided, wherein the plurality of lead terminals are electrically connected to corresponding electrodes of the plurality of electrodes; an extended portion that extends from the first substrate along the first direction, and covers the plurality of lead terminals and the plurality of electrodes; and an adhesive for joining the extended portion to the second substrate.
1322 | Using load modulation for authentication via a dielectric medium, and related communication terminal, communication device, communication method and communication system | There is provided a communication terminal including an electrode unit configured to cause a dielectric to induce an electric field, and to transmit and receive signals via the dielectric, and a processing unit configured to obtain power from a reception signal received by the electrode unit, to process the reception signal, and to cause a response signal to be transmitted from the electrode unit through load modulation. | 1. A communication terminal coupled with a vehicle comprising: an electrode unit having at least a coupling electrode and a reference electrode configured to cause a dielectric to induce an electric field, and to transmit and receive signals via the dielectric; a resonance unit comprising a first resonant circuit coupled to the electrode unit and a resonant antenna circuit coupled to the first resonant circuit; a processing unit configured to obtain power from a reception signal received by the electrode unit, to process the reception signal, and to cause a response signal to be transmitted from the electrode unit through load modulation; and a wireless link between the resonant antenna circuit and the processing unit; wherein the coupling electrode has a surface area less than a surface area of the reference electrode.
1323 | Systems and methods for dynamically enabling and disabling a biometric device | Systems and methods are described to address deficiencies in conventional biometric devices by dynamically enabling and disabling a biometric device based on the content the user is viewing. The media guidance application may utilize a device enablement rule, which has content criteria. If the content criteria is satisfied, the media guidance application may enable or disable a biometric device in accordance with the device enablement rule. | 1. A method for dynamically enabling and disabling a biometric device, the method comprising: determining that a user is accessing content on user equipment; determining a type of content being accessed by the user equipment; selecting, from a plurality of device enablement rules, a device enablement rule that corresponds to the type of content being accessed; determining content criteria specified by the device enablement rule; retrieving metadata associated with the content being accessed on the user equipment that matches the content criteria; comparing the retrieved metadata to a condition specified by the device enablement rule to determine whether the content being accessed on the user equipment satisfies the device enablement rule; in response to determining that the content being accessed satisfies the device enablement rule: identifying a biometric device of the user associated with the device enablement rule; and temporarily activating the identified biometric device while the content being accessed continues to satisfy the device enablement rule; and measuring a biometric response of the user to the content being accessed while the biometric device is activated; and generating a content recommendation based on the measured biometric response.
1324 | Appurtenances for reporting information regarding wound dressings | Appurtenances to wound dressings are described, which include: a substrate configured to mechanically or chemically attach to a wound dressing; a transmission unit attached to a surface of the substrate, the transmission unit including circuitry and at least one antenna, the transmission unit configured to transmit a signal; and a projection operably attached to the transmission unit, the projection of a size and shape to extend into an interior region of the wound dressing and configured to sample a fluid associated with a wound. | 1. An appurtenance to an unpenetrated wound dressing, comprising: a substrate configured to mechanically or chemically attach to the unpenetrated wound dressing; a transmission unit attached to a surface of the substrate, the transmission unit including circuitry and at least one antenna, the transmission unit configured to transmit a signal; a hollow tubular projection operably attached to the transmission unit, the hollow tubular projection having an exterior wall defining a channel, the exterior wall being of a size and shape to penetrate the unpenetrated wound dressing and extend into an interior region of the unpenetrated wound dressing and configured to sample a fluid associated with a wound, wherein a portion of the exterior wall of the hollow tubular projection configured to penetrate the unpenetrated wound dressing is oriented at an obtuse or acute angle relative to the substrate; and one or more sensors disposed in a portion of the hollow tubular projection that is configured to penetrate the unpenetrated wound dressing, wherein the one or more sensors are configured to detect one or more characteristics of the unpenetrated wound dressing or an individual using the unpenetrated wound dressing.
1325 | Mobile device and case functionally and physically coupled to the mobile device | A mobile device case for functional connection and physical attachment to a mobile device, the mobile device case comprises an application adapted to run in the mobile device and a cradle configured for removable attachment with the mobile device, the cradle comprising a controller capable of functional connection with the application, where the cradle is adapted to protect the mobile device while attached to the mobile device and the cradle is adapted to functionally pair with the application to create at least a portion of a mesh network. | 1. A mobile device case for functional connection and physical attachment to a mobile device, said mobile device case comprises: (a) an application adapted to run in the mobile device; and (b) a cradle configured for removable attachment with the mobile device, said cradle comprising a controller capable of wireless functional connection with said application, whereby said cradle is configured to protect the mobile device while attached to the mobile device and said cradle is configured to functionally pair with said application to create at least a portion of a mesh network and said wireless functional connection comprises communicating a message from said controller of said cradle of said mobile device case to said application; calculating a time of flight of said message; and comparing said time of flight to an expected time of flight to yield a discrepancy, whereby if said discrepancy is greater than a predetermined value, an action is initiated by at least one of said application and said mobile device case.
1326 | Relay device for relaying radio frequency signals received from an antenna implanted within a patient's body to another device | A relay device ( 201 ) is described for relaying radio frequency signals received from an antenna implanted within a patient's body to another device located outside the patient's body, the relay device comprising a first slot antenna for detecting radio frequency signals sent from the antenna implanted within the patient's body and a second slot antenna for transmitting radio frequency signals to the other device located outside the patient's body, whereby the first and second slot antennas comprise elongated slots ( 209, 211 ) on opposite sides of a cavity ( 203 ). The signals to be transmitted by the second slot antenna are to be used to relay information conveyed by the signals detected by the first slot antenna. The relay device also comprises switching means ( 215, 217 ) for switching the first and second slot antennas between active and inactive configurations. | 1. A relay device for relaying radio frequency signals received from an antenna implanted within a patient'ss body to another device located outside the patient'ss body, the relay device comprising: a first slot antenna for detecting radio frequency signals sent from the antenna implanted within the patient'ss body; a second slot antenna for transmitting radio frequency signals to said other device located outside the patient'ss body, the signals transmitted by the second slot antenna being used to relay information that is conveyed within the signals detected by the first slot antenna; wherein the first and second slot antennas comprise elongated slots on opposite sides of a cavity; the relay device comprising switching means for switching the first and second slot antennas between active and inactive configurations; wherein, when the first slot antenna is in its active configuration, the first slot antenna is operable to detect signals in a first frequency band of the first slot antenna and when the first slot antenna is in its inactive configuration, the first slot antenna is less responsive to detecting signals in the first frequency band of the first slot antenna compared to when the first slot antenna is in its active configuration; and when the second slot antenna is in its active configuration, the second slot antenna is operable to transmit signals in a first frequency band of the second slot antenna and when the second slot antenna is in its inactive configuration, the second slot antenna is less effective at transmitting signals in the first frequency band of the second slot antenna compared to when the second slot antenna is in its active configuration.
1327 | Ultrasound endoscope and methods of manufacture thereof | To address limitations of conventional transducers, a phased array transducer is provided with a form factor suitable o for packaging into, e.g., an endoscope. A method of manufacture of small packaging transducers is also provided, whereby the overall package size is reduced by electrically connecting signal wires to array electrodes at an angle approximately normal to the array surface, thus largely eliminating the bend radius requirements of conventional printed circuit boards or flex circuits. | 1. An ultrasound device comprising: a transducer stack comprising: an array of ultrasound elements in electrical communication with a respective set of ultrasound array bonding pads; wherein the transducer stack comprises an ultrasound emitting surface and a plurality of side surfaces; and a printed circuit board, wherein an end portion of said printed circuit board is provided adjacent to a first side surface of said transducer stack, wherein an angle between the end portion of the printed circuit board and the ultrasound emitting surface is at least 60 degrees, and wherein said printed circuit board comprises a substrate comprising a plurality of conductive paths extending longitudinally therethrough; wherein an edge of said printed circuit board is positioned proximate to said ultrasound emitting surface; and wherein electrical connections are provided between said ultrasound array bonding pads and electrically conductive material exposed in said edge of said printed circuit board, such that each ultrasound element is electrically connected to a respective conductive path of said printed circuit board.
1328 | Model dolls and methods for making the same | A doll is provided. The doll includes a layer of skin formed from a first material to simulate human skin. The skin has an interior side and an exterior side. The doll also includes a chamber enclosed by the layer of skin with the interior side of the skin facing the chamber. The doll further includes a filler made of a second material, different from the first material. The filler fills the space within the chamber. The skin is formed by placing the melted first material in a first mold configured to have an inside contour resembling a human body or body part up to a certain level of the first mold and, when the melted first material solidifies, removing certain amount of the melted first material such that the remaining first material in the first mold forms the skin with a thickness in the first mold. | 1. A doll comprising: a layer of skin formed from a first material to simulate human skin, the skin having an interior side and an exterior side, wherein: the skin has a contour having the appearance of a human body or body part, the human body or body part including a genital area having the appearance of a human genital area; a chamber enclosed by the layer of skin with the interior side of the skin facing the chamber; a filler made of a second material, different from the first material, filling the space within the chamber wherein the filler has more than one hardness or flexibility level corresponding to different parts of the human body or body part; a fabric, attached to the interior side of the skin to facilitate a bonding between the skin and the filler; and an attachment having the appearance of a human sex organ attached to the genital area of the doll.
1329 | Systems and methods for computer assisted operation | A reality system includes a display aimed at a retina, the display providing 3D images with different depth view points; a variable reflectance mirror to selectably turn on or off view of an outside environment in front of the person's eye; a processor coupled to the camera and to the variable reflectance mirror to selectably switch between augmented reality and virtual reality; and a wireless transceiver coupled to the transceiver to communicate with a remote processor. | 1. A system, comprising: a display in a wearable housing with camera and sensors; a mirror coupled to the display to selectably turn on or off view of an outside environment in front of the person'ss eye to provide augmented reality, virtual reality, or a combination thereof; a processor in the wearable housing coupled to the camera and to the variable reflectance mirror to selectably switch between augmented reality and virtual reality, the processor including code to perform motion tracking and understanding an environment with points or planes using accelerometer sensor and estimating light or color in the environment using one video camera without a depth sensor in a mobile phone; code to capture images from a plurality of angles of the environment; code to acquire sensor data from sensors and optimize features extracted from each image and sensor data, where a feature conveys data unique to the image at a specific pixel location; a learning machine in the wearable housing including graphical processing unit (GPU wherein the GPU discriminates between learned user gestures in real-time and wherein the learning machine determines content to be presented based on previous activities or selections while generating content including virtual images to be integrated with surrounding images; and a wireless transceiver coupled to the transceiver to communicate with a remote processor.
1330 | Signal feature extracting method and apparatus | A signal feature extracting method and apparatus is disclosed. The signal feature extracting apparatus estimates element signals forming an input signal using a signal model to be determined by parameters, and extracts signal features using the estimated element signals. The method of extracting a signal feature including estimating element signals from an input signal, and extracting a signal feature using the estimated element signals, wherein the estimating of the element signals comprises estimating a first element signal of the input signal, and estimating a second element signal based on a waveform of a first intermediate signal, the first intermediate signal being a signal derived from the first element signal eliminated from the input signal. | 1. A method of extracting a signal feature, the method comprising: estimating element signals comprising a first element signal having a higher similarity to the input signal compared to other element signals, a second element signal, and a third element signal, that form an input signal; estimating the first element signal in a time interval before a peak point of a waveform of the input signal; generating a first intermediate signal by removing the first element signal from the input signal; estimating the second element signal based on a waveform of the first intermediate signal; generating a second intermediate signal by removing the second element signal from the first intermediate signal; estimating the third element signal based on a waveform of the second intermediate signal; extracting a signal feature using the estimated first element signal and the estimated second element signal; estimating health parameters using the extracted signal feature; and displaying the health parameters on a screen comprising a gesture capture region and separate logical displays each permitting different content to be displayed.
1331 | Camera-biometric motion sensor and method of synchronization | An athlete ( 1 ) measures sprint time by locating a smartphone ( 3 ) having a camera and crystal oscillator clock which is first activated at the finish line. The sprint end time is recorded by a photo stamp time app activated by a video trigger causing the smartphone ( 3 ) to send a RF stop event signal to the athlete's wrist mounted motion sensor ( 2 ). Before this a sensor timer or clock is started via the sprinter's start event. The sprinter's start activates the sensor's clock and saves the captured start time including time drift error. Upon the phone app selecting the run time function, a sync command sent to the sensor ( 2 ) by the app zeros out the phone and sensor timers. A one-time crystal calibration routine correcting for drift errors caused by the smartphone's operating system is activated which provides the sprint with a corrected start time. | 1. A method whereby an athlete accurately self-times a premeasured distance to be run by the athlete wherein the premeasured distance has a starting line and a finish line defining the premeasured distance comprising the steps of: (a) prepositioning at the finish line a smartphone having a camera with a photo stamp trigger aimed at the finish line and further having a time base acting as a smartphone timer; (b) loading the smartphone with a photo stamp time app to record a run'ss finish time, T(Stop); (e) wearing a motion sensor having a free running clock and time base acting as a motion sensor timer; (d) loading the smartphone with an app to detect RF proximity of the motion sensor; (e) executing a one-time crystal calibration routine to characterize a relative time base drift error, T(Error), between the smartphone time base and the motion sensor time base; (f) selecting a run time function from a preloaded app on the smartphone to send a sync command to the motion sensor and the smartphone to zero out the timer of the smartphone and the timer of the motion sensor; (g) beginning at the starting line a start time, T′(Start), for the motion sensor timer; (h) turning off the motion sensor timer upon capturing Start Time, T′(Start) wherein T′(Start)=T(Start)+T(Error); (i) passing the finish line to trigger the camera to capture the finish time, T(Stop); (j) sending a RF signal stop timer, T(Stop), from the smartphone to the motion sensor timer to capture Start Time, T′(Start); (k) using the results of the crystal calibration routine to remove relative time base drift error, T(Error) based on operating system of smartphone from T′(Start) to give T(Start); (l) using the smartphone app to calculate the Time of the Run, T(Run) as T(Run) s T(Stop)−T′(Start)−T(Error)=T(Stop)−{T(Start)+T(Error)}−T(Error)=T(Stop)−T(Start).
1332 | Hybrid radio frequency / inductive loop antenna | Biometric monitoring devices, including various technologies that may be implemented in such devices, are discussed herein. Additionally, techniques, systems, and apparatuses are discussed herein for providing a hybrid antenna including an RF radiator and an electrically coupled inductive loop. The hybrid antenna is capable of providing both RF and induction functionality, e.g., radio frequency transmission/reception capabilities for Bluetooth as well as near-field-communications (NFC) functionality via the inductive loop. The inductive loop may be in conductive contact with the RF radiator or may be inductively coupled with the RF radiator and not in conductive contact with the RF radiator. The inductive loop may act as a planar element of a planar inverted-F antenna (PIFA). | 1. An apparatus comprising: a ground plane; a radio-frequency radiator; a feed post conductively connected to the radio-frequency radiator; and a near-field communications (NFC) tag including an NFC circuit and a multi-turn inductive loop configured to couple electrically with the radio-frequency radiator, the multi-turn inductive loop either in conductive contact with the radio-frequency radiator or not in conductive contact with the radio-frequency radiator, wherein the multi-turn inductive loop of the NFC tag is separated from the radio-frequency radiator by a first gap, the radio-frequency radiator at least partially overlapping the turns in the multi-turn inductive loop, wherein: the multi-turn inductive loop is conductively connected with the NFC integrated circuit and configured to inductively couple with a near-field magnetic field to provide power to the NFC circuit, the NFC circuit, when powered, is configured to broadcast information stored within the NFC circuit, and the multi-turn inductive loop of the NFC tag, the radio-frequency radiator, the ground plane, and the feed post together form an antenna configured to produce and receive electro-magnetic radio-frequency signals, wherein the antenna is a mono-pole, inverted-F antenna, or planar inverted-F antenna.
1333 | Multiband wireless power system | The present disclosure relates to a module for relaying power wirelessly to a device implanted in a user. The module may include a structure adapted to be worn by the user, a receiver configured to receive a first wireless power transmission at a first frequency, a transmitter configured to transmit a second wireless power transmission at a second frequency different from the first frequency, and a frequency changer configured to convert energy generated by the first wireless power transmission into energy for generating the second wireless power transmission. Each of the receiver, transmitter and frequency changer may be disposed on or in the structure. | 1. A module for relaying power wirelessly to an implanted device, comprising: an external module; a receiver configured to receive a first wireless power transmission at a first frequency; a transmitter configured to transmit a second wireless power transmission at a second frequency different from the first frequency; a frequency changer electrically coupled to each of the transmitter and the receiver, the frequency changer configured to convert energy generated by the first wireless power transmission into energy for generating the second wireless power transmission; and at least one from the group consisting of the receiver, transmitter, and frequency changer are disposed at least one from the group consisting of on the external module and in the external module.
1334 | System and method for capturing and decontaminating photoplethysmopgraphy (PPG) signals in a vehicle | A system and method for processing photoplethysmography (PPG) signals in a vehicle. The system and method include receiving a PPG waveform signal from an optical sensor. The system and method also include processing a PPG measurement signal based on the PPG waveform signal. The system and method additionally include receiving a noise waveform signal from at least one of: a seat assembly sensor, a vehicle sensor, and a vehicle system. Additionally, the system and method include processing a motion artifacts measurement signal based on the noise waveform signal. The system and method further include processing a refined PPG signal to suppress the motion artifacts measurement signal from the PPG measurement signal. | 1. A computer-implemented method for processing photoplethysmography (PPG) signals in a vehicle, comprising: receiving a plurality of PPG waveform signals from a plurality of optical sensors; processing a PPG measurement signal based on the plurality of PPG waveform signals, wherein processing the PPG measurement signal includes aggregating the plurality of PPG waveform signals that are received from the plurality of optical sensors into the PPG measurement signal; receiving a noise waveform signal from at least one of: a seat assembly sensor, a vehicle sensor, and a vehicle system; processing a motion artifacts measurement signal based on the noise waveform signal; processing a refined PPG signal to suppress the motion artifacts measurement signal from the PPG measurement signal, wherein processing the refined PPG signal includes filtering a segment of the PPG measurement signal that is attributed to motion artifacts represented within the motion artifacts measurement signal; and determining at least one driver state associated with a driver of the vehicle based on the refined PPG signal and controlling at least one vehicle system of the vehicle based on the driver state associated with the driver.
1335 | Channel multiplexing method for reading out detector signal | A channel multiplexing method for reading out a detector signal is provided, including steps: grouping L detectors to form a first source signal and a second source signal; respectively introducing L detector signals into a first signal transmission line including two readout channels A and B and a second signal transmission line including two readout channels C and D, and providing a first signal delay unit and a second signal delay unit on the first signal transmission line and the second signal transmission line; and symbolizing source detectors for forming signals according to pulses of the four readout channels A, B, C and D, and obtaining final pulse information. | 1. A channel multiplexing method for reading out detector signals, comprising: step S1: grouping signals of L detectors into M groups, wherein the number of the detectors in each of the groups is at least 2 and at most N, the number of the signals of the detectors in an a-th group is denoted as P(a), the signal or a b-th detector in the a-th group is denoted as Signal(a,b), wherein M≥2, N≥2, 1≤a≤M, 1≤b≤N; step S2: dividing the signals of the L detectors in the step S1 into a first source signal and a second source signal; step S3: providing a first signal transmission line comprising two readout channels A and B, inputting the signals of the detectors into the first signal transmission line, and providing at least one first signal delay unit between the signals of the detectors on the first signal transmission line; step S4: providing a second signal transmission line comprising two readout channels C and D, inputting the signals of the detectors into the second signal transmission line, and providing at least one second signal delay unit between the signals of the detectors on the second signal transmission line; and step S5: symbolizing, source detectors which generate the signals and acquiring final pulse information, based on pulses from the four readout channels A, B, C and D.
1336 | End-to-end trusted communications infrastructure | A method establishing a trusted end-to-end communication link is disclosed. The method comprises executing a communication application in a trusted security zone of a mobile access terminal. The method also comprises sending a message from the mobile access terminal to a trusted communication application executing in a trusted security zone of a trusted enterprise edge node. The method further comprises sending the message from the trusted enterprise edge node to a trusted cloudlet executing in a trusted security zone of a cloud based server. | 1. A method establishing a trusted end-to-end communication link to provide secure access to information, the method comprising: receiving an input by a processor executing in a trusted security zone of a mobile access terminal, wherein the trusted security zone includes a hardware root of trust and a secure partition that receives the input; preventing, by execution of the processor in the trusted security zone, applications outside of the trusted security zone from executing on the mobile access terminal, wherein applications that execute outside of the trusted security zone are blocked from accessing the secure partition that received the input; generating, by a secure application stored in the secure partition and executing on the processor in the trusted security zone of the mobile access terminal, a message and a trust token for transmission via a trusted end-to-end communication link, wherein the trusted end-to-end communication link comprises a plurality of network nodes and provides handling of the message in a corresponding trusted security zone of each network node along the trusted end-to-end communication link; and transmitting, by the mobile access terminal, the message and trust token along the trusted end-to-end communication link to a trusted cloudlet executing in a trusted security zone of a cloud based server, wherein the cloud based server is one endpoint in the trusted end-to-end communication link with the mobile access terminal.
1337 | Control of home dialysis machines using a network connected system | This disclosure relates to remote control of home dialysis machines, for example, using a network connected system including a network device. In an aspect, a dialysis system includes a network device, a dialysis machine configured to connect to the network device over a network, and a mobile device configured to connect to the network device over the network. The network device is configured for receiving, from the mobile device, through the network, a request to access the dialysis machine, receiving an authorization for the mobile device to access the dialysis machine, and after receiving the authorization, transferring, through the network, between the dialysis machine and the mobile device, information pertaining to one or more of an operation of the dialysis machine or the mobile device. | 1. A dialysis system comprising: a network device located in a home of a patient; a dialysis machine configured to connect to the network device over a network; and a mobile device configured to connect to the network device over the network, wherein the network device is configured for: receiving, from the mobile device, through the network, a request to access the dialysis machine; receiving an authorization for the mobile device to access the dialysis machine, wherein the authorization is based at least in part on an identity of one or both of the mobile device or a user of the mobile device; receiving a designation of a level of access among a plurality of levels of access to the dialysis machine granted to the mobile device, wherein the level of access allows one or both of monitoring or controlling of the dialysis machine; and after receiving the authorization, transferring, through the network, between the dialysis machine and the mobile device, information pertaining to one or more of an operation of the dialysis machine or the mobile device in accordance with the designation.
1338 | Wearable electronic apparatus | A wearable electronic apparatus, a computer program and a method are disclosed. Physical activity data measured relating to a user of a wearable electronic apparatus is obtained. An exercise mode of the wearable electronic apparatus is switched on such that information related to the physical activity data is outputted to the user. While the exercise mode is on, wireless application data is received, and, only if the application data fulfills a predetermined relevance condition, the application data is outputted to the user. | 1. A wearable electronic apparatus comprising: a user interface; a radio transceiver; a sensor interface; one or more processors; and one or more memories including computer program code, the one or more memories and the computer program code configured to, with the one or more processors, cause the apparatus at least to perform operations comprising: obtaining, with the sensor interface, physical activity data measured relating to a user of the wearable electronic apparatus; switching an exercise mode of the apparatus on such that information related to the physical activity data is outputted, with the user interface, to the user; while the exercise mode is on, receiving, with the radio transceiver, application data, and, only if the application data fulfills a predetermined relevance condition, outputting, with the user interface, the application data to the user, the application data comprising a message from a web service, and determining the predetermined relevance condition based on a tag in the application data fulfilling the predetermined relevance condition, wherein the tag refers to at least one of a hashtag of the application data, a type of label tag used on social network and microblogging services, a type of metadata tag used on social network and microblogging services, wherein, if the exercise mode is on, a suppression message is transmitted using the radio transceiver, the suppression message instructing a recipient device of the suppression message not to transmit the application data, wherein the recipient device is one or more of the following: a portable apparatus of the user, an electronic service, wherein, if the exercise mode is off, a cancel message is transmitted using the radio transceiver, the cancel message instructing the recipient device of the cancel message resume transmission of the application data.
1339 | Executing instructions in response to a communication | An instruction execution engine on a user device may be configured to receive an executable instruction assigned to one or more contacts or groups of contacts. A communication from the one or more contacts or groups may be detected. Upon detecting the communication, the engine may execute the executable instruction. This executing step may trigger a user reminder or data transfer to one or more third parties. | 1. A computer program embodied on at least one non-transitory computer-readable medium of a first device, the computer program comprising instructions executable to cause at least one processor to: detect receipt of a communication at a first device from one or more contacts over a communication path; automatically execute a first program instruction to send the communication to one or more third parties associated with the one or more contacts over the communication path based on the detection; determine, in response to the detection, a second program instruction is assigned to at least one of the one or more contacts; automatically execute the second program instruction based, at least in part, on the determination; automatically perform a user-specified action in response to the execution of the second program instruction, wherein the user-specified action is assigned to at least one of the one or more contacts and comprises providing a reminder; and transfer data to at least one of the one or more contacts over the communication path, the transferred data having been selected using the first device and created prior to the detected communication.
1340 | System and method of an event timing system having integrated geodetic timing points | A system and method for determining a route or waypoints along a route to be or being traveled by a participant, the system including a location device associated with the participant having a location data receiver for receiving location data from a location providing source, and a wireless communication interface, the location detection device receiving location information from the location providing source, time stamping each received location information, and transmitting location data associated with the location device over the wireless interface; a location detection device in at least periodic wireless communication with the location device for receiving the transmitted location data, and transmitting the received location data; and an event/timing system receiving the transmitted location data, and determining a route or waypoints along a route to be or being traveled by a participant that will be tracked. | 1. A method of determining a location of a participant in a timed event having a participant identifier, the method comprising: in a location device associated with the participant and the participant identifier: receiving location information from a location providing source; determining a participant location from the received location information and; transmitting the determined location as location data that includes the participant identifier; in a location determination system in at least periodic wireless communication with a wireless communication interface of the location device: receiving the transmitted location data and; determining a participant location from the received location data; and in a timing system receiving the participant location from the location determination system; determining participant position along the route as a function of the received participant location, and generating a participant location message over an output interface including at least one of the participant location and the determined participant route position.
1341 | Power management for wearable devices | Described herein are apparatuses and methods for power adjustments of user measurement device. In one apparatus, a processing element is coupled to a first sensor interface and a second sensor interface. The processing element measures a physiological measurement via the first sensor interface and measures an amount of activity of the apparatus via the second sensor interface. The processing element performs a power adjustment activity in view of the amount of activity. For example, the power adjustment activity may be to perform any one or more of the following: adjust a number of different physiological measurements to take; adjusting a frequency of taking physiological measurements; turning off one or more systems; adjusting a type, frequency, data rate, number of channels and/or power at which to communicate data. | 1. A wearable user measurement device (UMD) comprising: a plurality of sensors operable to take a first plurality of physiological measurements; and a processor operatively coupled to the plurality of sensors, wherein the processor is to execute a sensor module to control the plurality of sensors and an power management module (PMM), wherein the PMM is operable to: identify default configuration at which the sensor module takes the first plurality of physiological measurements with the plurality of sensors, the default configuration comprising a frequency of the first plurality of physiological measurement, a granularity of the first plurality of physiological measurement, and a power consumption level of different ones of the plurality of sensors, wherein the default configuration is a first combination of different frequencies, granularities, and power consumption for different ones of the plurality of sensors; determine a physiological event based on the first plurality of physiological measurements; determine a power consumption level of the wearable UMD and a first quality level of the first plurality of physiological measurements for the physiological event based on the default configuration; determine a second configuration for at least one of the plurality of sensors using the determined amount of activity to reduce the power consumption level of the wearable UMD while maintaining a second quality level of a second plurality of physiological measurements for the physiological event that is substantially similar to the first quality level; and instruct the sensor module to adjust the at least one of the plurality of sensors to the second configuration for the second plurality of physiological measurements.
1342 | Mobile vibratory alert device, system, and method | A method and apparatus for providing vibration alerts to a user of a communication device uses a vibration alert application executing on the communication device that analyzes messages received by the communication device to select a corresponding vibration pattern to be used in alerting the user. An indication of the vibration pattern is transmitted to a vibration alert accessory that is associated with the communication device. The vibration alert accessory controls a vibration motor to perform the indicated vibration pattern. | 1. A vibration alert accessory, comprising: a first vibration motor mounted on a first side of the vibration alert accessory; a second vibration motor mounted on a second side of the vibration alert accessory; an orientation component that indicates an orientation of the vibration alert accessory; a communication interface; a controller coupled to the communication interface, orientation component, and first and second vibration motors; wherein the communication interface receives an alert message indicating a vibration pattern and the controller controls the vibration motor to perform the vibration pattern; and wherein, the alert message including an indication of an alerting location to which the user'ss attention is to be drawn, the vibration alert accessory indicates a direction of the alerting location from a present location by vibrating the first and second vibration motors at different magnitudes based on the orientation of the vibration alert accessory as indicated by the orientation component.
1343 | MBAN channel management scheme using patient acuity information | manage medical body area network (MBAN) channels to provide differentiated A system ( 120 ) and method ( 150 ) quality of service (QoS) based on patient acuity level. An available set of channels to be used by a plurality of MBAN systems ( 52 ) is identified ( 154 ). Channel access rules describing a set of channels for each of a plurality of MBAN priorities are generated ( 156 ). The plurality of MBAN priorities are based on patient acuity level. The channel access rules are communicated ( 158 ) to the plurality of MBAN systems ( 52 ). An MBAN system ( 52 ) of the plurality of MBAN systems ( 52 ) uses a channel from the set of channels corresponding to an MBAN priority assigned to the MBAN system ( 52 ). A hub device ( 60 ) configured to use the system ( 120 ) and method ( 150 ) is also provided. | 1. A medical body area network (MBAN) channel management system comprising: at least one controller comprising an electronic processor executing stored instructions to: identify an available set of channels to be used by a plurality of MBAN systems; generate channel access rules describing a set of channels for each of a plurality of MBAN priorities, the channels of the set of channels being channels of the available set of channels, the plurality of MBAN priorities corresponding to MBAN priorities assigned to the plurality of MBAN systems, and the MBAN priorities assigned to the plurality of MBAN systems based on patient acuity level; communicate the channel access rules to the plurality of MBAN systems, wherein an MBAN system of the plurality of MBAN systems uses a channel from the set of channels corresponding to the MBAN priority assigned to the MBAN system; receive reports from the plurality of MBAN systems describing changes in MBAN priority and changes in service area or service zone; and update at least one of the channels from a first MBAN priority to a second MBAN priority based on a change in the patient acuity level by, during the updating, increasing the number of channels in the sets of channels for the most prominent MBAN priorities, the most prominent MBAN priorities being those MBAN priorities most prominent in MBAN priority distributions of the plurality of MBAN systems.
1344 | Materials, electronic systems and modes for active and passive transience | The invention provides transient devices, including active and passive devices that electrically and/or physically transform upon application of at least one internal and/or external stimulus. Materials, modeling tools, manufacturing approaches, device designs and system level embodiments of transient electronics are provided. | 1. A transient electronic device comprising: a substrate; and one or more active or passive electronic device components supported by said substrate, wherein said one or more active or passive electronic device components independently comprise a selectively transformable material; wherein at least partial transformation of said one or more active or passive electronic device components provides a programmable transformation of the transient electronic device in response to an external or internal stimulus and at a pre-selected time or at a pre-selected rate, wherein said programmable transformation provides a change in function of the transient electronic device from a first condition to a second condition; wherein said one or more active or passive electronic device components are independently characterized by an electrical dissolution rate (EDR) higher than a corrosion rate of said selectively transformable material, and wherein said EDR is selected to provide a pre-selected transience profile in response to said external or internal stimulus.
1345 | Integral metallic joint based on electrodeposition | An electronic assembly, including an encasement joined from at least two casing parts, wherein at least one gap region between two mutually adjoining casing parts is hermetically sealed by a metal layer that is electrodeposited onto the sections of the adjoining casing parts abutting the gap region and bridges the gap region. | 1. An electronic assembly, comprising: an encasement joined from at least two casing parts, wherein at least one gap region between two mutually adjoining casing parts is hermetically sealed by a metal layer that is electrodeposited onto sections of the adjoining casing parts abutting the gap region and bridges the gap region, wherein the mutually adjoining casing parts are joined by way of an adhesive, which substantially fills the gap region and is homogenously conductive.
1346 | E-cigarette personal vaporizer | A portable, personal storage and carrying case for an e-liquid e-cigarette PV in which the case is adapted to lock the PV securely in a charging position; and when the PV is locked in the charging position, then electrical charging contacts on the PV are in direct or indirect engagement with electrical charging contacts in the case that are connected to a power source, such as a rechargeable battery, in the case. | 1. An electronic cigarette system including an e-liquid e-cigarette personal vaporizer (PV) and a power source in which the system includes a locking system adapted to lock the PV securely in a charging and filling position; and when the PV is locked in the charging and filling position, then (a) electrical charging contacts on the PV are in direct or indirect engagement with electrical charging contacts in the system that are connected to the power source and (b) an e-liquid filling aperture in the PV is connected to a pumped, e-liquid source in the system.
1347 | Range gated radio frequency physiology sensor | A sensor for physiology sensing may be configured to generate oscillation signals for emitting radio frequency pulses for range gated sensing. The sensor 402 may include a radio frequency transmitter configured to emit the pulses and a receiver configured to receive reflected ones of the emitted radio frequency pulses. The received pulses may be processed to detect physiology characteristics such as motion, sleep, respiration and/or heartbeat. In some embodiments, the sensor may employ a circuit including a pulse generator configured to generate signal pulses. The circuit may also include a dielectric resonator oscillator configured to generate a radio frequency oscillating signal. A switched oscillation circuit may be coupled to the pulse generator and the dielectric resonator oscillator. The switched circuit may be configured to generate a pulsed radio frequency oscillating signal for emitting the radio frequency pulses. | 1. A radio frequency motion sensor comprising: a radio frequency transmitter, the transmitter configured to emit radio frequency pulses; and a receiver configured to receive reflected ones of the emitted radio frequency pulses, the radio frequency transmitter comprising: a pulse generator configured to generate signal pulses, wherein the pulse generator comprises a logic gate circuit; a dielectric resonator oscillator configured to generate a stable radio frequency oscillating signal; and a switched circuit coupled to the pulse generator and the dielectric resonator oscillator, the switched circuit configured to generate a pulsed radio frequency oscillating signal that is modulated by the signal pulses of the pulse generator and whose dominant frequency is derived from the dielectric resonator oscillator.
1348 | Defibrillator charging | Systems and methods related to the field of cardiac resuscitation, and in particular to devices for assisting rescuers in performing cardio-pulmonary resuscitation (CPR). | 1. An external defibrillator comprising: a capacitor configured to be electrically connected to an electrical energy storage source and capable of delivering a defibrillating shock to a patient; circuitry for detection of chest compressions delivered to the patient; and a controller programmed to: analyze one or more ECG signals from the patient during delivery of chest compressions to the patient; determine a desirability of a shock to the patient based on the analysis of the one or more ECG signals during the delivery of chest compressions of a CPR cycle; determine that chest compressions of the CPR cycle have been completed based on a signal from the circuitry for detection of chest compressions delivered to the patient; after chest compressions of the CPR cycle have been completed, analyze one or more ECG signals to reconfirm the desirability of the shock to the patient based on an analysis of the one or more ECG signals acquired in an absence of chest compressions; and control the capacitor to deliver the shock to the patient based at least in part on the reconfirmation of the desirability of providing the shock to the patient.
1349 | Method of manufacturing implantable wireless sensor for pressure measurement | A method of manufacturing a sensor for in vivo applications includes the steps of providing two wafers of an electrically insulating material. A recess is formed in the first wafer, and a capacitor plate is formed in the recess of the first wafer. A second capacitor plate is formed in a corresponding region of the second wafer, and the two wafers are affixed to one another such that the first and second capacitor plates are arranged in parallel, spaced-apart relation. | 1. A method of manufacturing a pressure sensor comprising the steps of: forming a recess in at least one of a first and a second substrate, wherein each of the first and second substrates comprise a low loss tangent dielectric material; at least partially placing a sensing circuit comprising an inductor in the recess formed in at least one of the first and second substrates; positioning the first and second substrates in overlying relationship to form an interior chamber that encapsulates the sensing circuit; and using a focused energy source to apply energy to selected portions of the first and second substrates at a selected energy level effective to fuse the substrates together thereby preventing heat damage to the sensing circuit, wherein the focused energy source fuses the substrates together about a peripheral edge to form a monolithic housing; wherein the step of forming a recess in at least one of the first and second substrates further comprises forming a recess in at least one of the first, the second and a third substrate, wherein the third substrate comprises a low loss tangent dielectric material.
1350 | Feature-quantity extracting apparatus | A feature-quantity extracting apparatus is provided, which can calculate a proper feature quantity, by performing a simple calculating operation. The apparatus is provided with a code-string acquiring unit for acquiring code strings for every given period from a series of input data, wherein the code string is an arrangement of codes and the code is given to a value of each piece of input data, a code-string pattern frequency counting unit for counting the number of code-string patterns for every code-string pattern among the code strings acquired by the code-string acquiring unit, wherein the code-string pattern represents a code-string whose codes are arranged in accordance with a given order, and a feature-quantity outputting unit for outputting the number of code-string patterns for every code-string pattern counted by the code-string pattern frequency counting unit as a feature quantity of the series of input data. | 1. A feature-quantity extracting apparatus having a processor, which apparatus receives time-series data from a sensor and extracts a feature quantity of the received data without performing a time-frequency conversion process on the received data, wherein the processor performs a process comprising: a code information acquiring process, executed by the processor, for obtaining plural pieces of time-series data A( 1 ) to A(n) (n: an integer) each having a predetermined time period from the received time-series data; obtaining difference data D from the plural time-series data A( 1 ) to A(n) by performing a following equation D(k)=A(k+1)−A(k)(1≤k≤n−1); and, giving a code of &quot;+&quot; to the difference data D when the difference data D has a positive value, and giving a code of &quot;−&quot; to the difference data D when the difference data D has a negative value, thereby acquiring plural pieces of code information with the code of &quot;+&quot; or &quot;−&quot; given, which are sequential time serially beginning from a predetermined time a code-information string acquiring process, executed by the processor, for picking out P (P: an integer smaller than &quot;n&quot;) pieces of code information which are sequential in time from a piece of code information as a code information string from the acquired plural pieces of code information which are sequential time serially starting from a predetermined time, and then sequentially picking out another P pieces of code information which are sequential in time starting from a piece of code information shifted by 1 in a time axis as another code information string from the acquired plural pieces of code information, thereby picking out plural code information strings each containing P pieces of code information, wherein each of the plural code information strings comprises P elements wherein each of the of the P elements are either &quot;+&quot; or &quot;−&quot;; a histogram representing process, executed by the processor, for counting a frequency of a pattern indicated by the arranged codes of &quot;+&quot; and/or &quot;−&quot; included in the code information string, wherein each plural code information string are grouped with other plural code information strings that have a same number of &quot;−&quot; in the plural code information strings, and a histogram is formed where the x axis represents difference groupings of plural code information strings based on the number of &quot;−&quot; in the plural code information string, and the y axis represents a frequency of occurrence of each plural code information string, and representing the counted frequency of each of the plural code information strings in a histogram; a feature-quantity extracting process, executed by the processor, for extracting the histogram as the feature quantity of the received data; and displaying the histogram and feature quantity on a liquid crystal display device.
1351 | System and method for user nudging via wearable devices | A method is described to facilitate behavioral nudging. The method includes receiving sensory data from one or more wearable devices, determining a context for a user wearing the one or more wearable devices based on the sensory data, determining a mechanism to nudge the user to reinforce user behavior based on stored preferences and policies and transmitting a nudging stimulus to at least one of the wearable devices via the determined mechanism to provide a notification to the user. | 1. An apparatus to facilitate behavioral nudging comprising: a behavioral preferences and policies module to store behavioral preferences and policies implemented to reinforce user behavior, wherein the stored behavioral preferences and policies are provided by the user or an entity other than the user; a context sensing engine to receive data from a first of a plurality of wearable computing devices constructed to be worn on a body of the user to determine context and use the context to determine a mechanism to nudge the user to reinforce user behavior based on stored preferences and policies; and a behavioral nudging engine to transmit a nudging stimulus to a second of the plurality of wearable computing devices constructed to be worn on the body of the user via the determined mechanism to provide a notification to the user, wherein the preferences and policies module keeps track of user responses to the nudging stimulus, wherein the behavioral preferences and policies module is configured to determine one or more other nudging stimuli that are used to persuade one or more other users, and wherein the nudging stimulus is determined based on the one or more other nudging stimuli.
1352 | Wireless communication method, wearable device, mobile terminal, and system | A wireless communication method, a wearable device, a mobile terminal, and a system are provided. In the technical solution of the present disclosure, a mobile terminal sends frequency band information to a wearable device; the mobile terminal receives a second signal sent by the wearable device, converts the second signal into a second baseband signal, receives a third signal that is sent by a base station and corresponds to the frequency band information, and coverts the third signal into a third baseband signal; and the mobile terminal acquires a radio signal corresponding to the frequency band information according to the second baseband signal and the third baseband signal. In this way, data can be received through multiple paths by using communication capabilities of multiple wearable devices, and the receiving capability of a mobile phone can be greatly improved. | 1. A wireless communication method, comprising: receiving, by a wearable device, frequency band information sent by a mobile terminal, wherein the frequency band information comprises a frequency band used during communication of the mobile terminal; receiving, by the wearable device, a signal that is sent by a base station and corresponds to the frequency band information, and sending the signal to the mobile terminal; receiving, by the mobile terminal, the signal, and receiving a signal that is sent by the base station and corresponds to the frequency band information; and acquiring, by the mobile terminal, a radio signal corresponding to the frequency band information according to the signal that is sent by the wearable device and corresponds to the frequency band information and the signal that is sent by the base station and corresponds to the frequency band information.
1353 | Gear driven coupling between ultrasonic transducer and waveguide in surgical instrument | A surgical instrument is separable into a transducer unit and a lower body portion. The lower body portion includes a waveguide and a casing. The transducer unit includes a transducer and a geared mechanism operable to couple the transducer to the waveguide. In some versions the geared mechanism includes bevel gears coupled to a rack and pinion such that linear motion may be used to rotatably couple a transducer to a waveguide. The rack gear may further include a handle extending out of the transducer unit casing to be actuatable by a user. The rack gear may also be flexible or rigid. In other versions, the bevel gears may be coupled to a threaded shaft that is operable to translate the transducer into the waveguide to form an interference fit. The transducer unit may also include a slide lock mechanism to couple to the casing of the lower body portion. | 1. A surgical instrument comprising: (a) a body portion comprising: (i) a body casing, and (ii) a waveguide extending distally from the body casing; and (b) a transducer unit comprising: (i) a transducer, and (ii) a geared assembly configured to selectively couple the transducer to the waveguide by rotating and translating the transducer relative to the waveguide.
1354 | Neutral atmosphere and sanitization storage apparatus, method and system | Disclosed herein are an apparatus, method and system for storing perishable items that degrade in the presence of oxygen and/or humidity and that are frequently accessed by a consumer. The apparatus comprises an openable insulated vessel with precisely controlled internal temperature and humidity, which becomes airtight when closed, and a corona ozone generator with an oxygen gas feed tank and fan within the insulated airtight enclosure, which converts ambient oxygen trapped within the airtight enclosure into ozone by circulating the enclosed volume of air through the corona ozone generator after the vessel is opened and then closed. Also disclosed is a refrigerated embodiment of the apparatus, which may be self-contained and transportable. The apparatus is network connected to allow for remote control and monitoring and sends alerts to web applications or mobile applications when monitored parameters substantially vary from their settings. | 1. An apparatus for storing perishable items that are frequently accessed, said apparatus comprising: an outer shell assembly, said outer shell assembly comprising an access door, said access door being insulated, a remote controlled strike lock, said remote controlled strike lock being able to lock said access door, an exposure chamber, said exposure chamber being insulated, said exposure chamber being able to be accessed through said access door and said exposure chamber being airtight when said access door is closed, said exposure chamber comprising: veneer panels within said exposure chamber, an electronics chamber, said electronics chamber comprising a vent to the exterior of said outer shell assembly, and an exterior indicator; a memory stored in non-transitory computer-readable medium; said memory comprising tables of optimal ozone saturation for said perishable items, optimal temperature levels for said perishable items and optimal humidity for said perishable items; a processor module, said processor module enclosed within said electronics chamber and said processor module capable of wireless communication, said processor module capable of controlling said remote controlled strike lock to lock or unlock said access door, said processor module comprising said computer-readable medium; a power supply module, said power supply module enclosed within said electronics chamber; a corona ozone generator, said corona ozone generator enclosed within said exposure chamber, said corona ozone generator being capable of converting ambient oxygen within said exposure chamber into ozone and said corona ozone generator being controllable by said processor module, said corona ozone generator comprising: an electric field generator and an oxygen gas feed, said oxygen gas feed capable of supplying oxygen gas to said corona ozone generator; a perforated basket for storing said perishable items, said perforated basket enclosed within said exposure chamber and said perforated basket being sufficiently perforated to allow substantial air flow around said perishable items stored on said perforated basket; a fan, said fan enclosed within said exposure chamber and said fan controllable by said processor module; a temperature sensor, said temperature sensor enclosed within said exposure chamber and said temperature sensor being able to send measured temperature data to said processor module; a humidity sensor, said humidity sensor enclosed within said exposure chamber and said humidity sensor being able to send measured humidity data to said processor module; an ozone sensor, said ozone sensor enclosed within said exposure chamber and said ozone sensor being able to send measured ozone data to said processor module; a temperature control unit, said temperature control unit enclosed within said exposure chamber and said temperature control unit controllable by said processor module; a humidity control unit, said humidity control unit enclosed within said exposure chamber and said humidity control unit controllable by said processor module; wherein said apparatus receives said perishable items on to said perforated basket while said access door is open; said processor module controls said remote controlled strike lock to lock said access door, thereby making said exposure chamber airtight; said processor module receives said measured temperature data from said temperature sensor; said processor module receives said measured humidity data from said humidity sensor; said processor module receives said measured ozone data from said ozone sensor; said processor module accesses said tables in said memory and retrieves a recipe based on said perishable items, said measured temperature data, said measured humidity data and said measured ozone data; and said processor module activates said temperature control unit to achieve said optimal temperature for said perishable items; and said processor module activates said humidity control unit to achieve said optimal humidity for said perishable items; and said processor module activates said corona ozone generator and said fan, for a time based on retrieved said recipe, to circulate ambient air within said exposure chamber through said corona ozone generator in order to generate ozone within said exposure chamber in an amount sufficient to achieve said optimal ozone saturation and to substantially preserve the quality of said perishable items.
1355 | Transcutaneous energy transfer systems | The present disclosure relates to an improved transcutaneous energy transfer (TET) system that generates and wirelessly transmits a sufficient amount of energy to power one or more implanted devices, including a heart pump, while maintaining the system's efficiency, safety, and overall convenience of use. The disclosure further relates one or more methods of operation for the improved system. | 1. A driver for a wireless energy transfer system disposed within an external housing having a cover and a base, the driver comprising: a printed circuit board including a first connection point and a second connection point proximate the first connection point; a primary coil having a primary axis and a primary conductor extending in a spiral around the primary axis, the primary conductor having an inner end and an outer end disposed substantially on a common radial line of the primary axis, the inner end including a portion bending toward and being coupled to the first connection point and the outer end including a portion bending toward and being coupled to the second connection point; a shield including a first annular disc and a second annular disc disposed between the printed circuit board and the primary coil; and a drive circuit disposed within the external housing and extending transverse to the primary axis, the drive circuit electrically connected to the inner and outer ends of the primary coil, and operative to drive the primary coil.
1356 | Medicament delivery device for administration of opioid antagonists including formulations for naloxone | Medicament delivery devices for administration of opioid antagonists are described herein. In some embodiments, an apparatus includes a housing, a medicament container disposed within the housing and an energy storage member disposed within the housing. The medicament container is filled with a naloxone composition that includes naloxone or salts thereof, a tonicity-adjusting agent, and a pH adjusting agent, whereby the osmolality of the naloxone composition ranges from about 250-350 mOsm and the pH ranges from about 3-5. The energy storage member is configured to produce a force to deliver the naloxone composition. | 1. A method, comprising: removing a medicament delivery device containing a naloxone composition from a case, the medicament delivery device including a housing, a medicament container, and a delivery member, the medicament container disposed within the housing and defining an internal volume containing the naloxone composition, the naloxone composition including a tonicity-adjusting agent, the pH of the naloxone composition ranging from 3 to 5, the delivery member coupled to the medicament container before the removing; receiving an instruction associated with a use of the medicament delivery device; and actuating the medicament delivery device to (1) cause the medicament container to move distally within the housing to place the delivery member in fluid communication with the internal volume of the medicament container and (2) convey a single dose of the naloxone composition from the internal volume via the delivery member.
1357 | Implantable medical devices and related connector enclosure assemblies utilizing conductors electrically coupled to feedthrough pins | Implantable medical devices include connector enclosure assemblies that utilize conductors that are electrically coupled to feedthrough pins and that extend into a can where electrical circuitry is housed. The conductors may be coupled to the feedthrough pins and to capacitor plates within a filter capacitor by an electrically conductive bonding material and as a single bonding event during manufacturing. The base plate of the connector enclosure assembly may also include a ground pin. Ground capacitor plates may be present at a ground aperture of the filter capacitor where the ground pin passes through so that the ground pin, a ground conductor, and the ground capacitor plate may be coupled. A protective cover may be provided for the connector enclosure assembly to enclose the conductors intended to extend into the can prior to the assembly being joined to the can. Conductors may be attached to a common tab that is subsequently removed. | 1. An implantable medical device, comprising: a connector enclosure including a base plate having an aperture, the connector enclosure housing at least one electrical connector; a can directly bonded to the base plate, the can housing electrical circuitry; a filter capacitor coupled to the base plate, the filter capacitor having an aperture and having capacitor forming plates including a ground plate, the ground plate being electrically coupled to the can, the filter capacitor having a notch; a feedthrough pin electrically coupled to the electrical connector within the connector enclosure, the feedthrough pin extending through the aperture in the base plate and being electrically coupled to at least one filter capacitor; a conductor being electrically coupled to the electrical circuitry and being bonded to the feedthrough pin, the conductor defining a transitional portion that transitions from a portion substantially parallel to a longitudinal plane of the baseplate to perpendicular to the longitudinal plane, the notch of the filter capacitor being present between at least a portion of the transitional portion and the baseplate.
1358 | Beverage bottle with accessible station for portable electronic device | A beverage bottle for a portable electronic device, includes a hand-held container comprising a surrounding wall and having a fluid compartment formed within the surrounding wall, and an accessible station integrated with the hand-held container, wherein the accessible station has a window cavity for accommodating the portable electronic device therein so as to allow the portable electronic device through the window cavity. Therefore, the portable electronic device is carried and protected by the container and is accessible through the accessible station. | 1. A beverage bottle for a portable electronic device, comprising: a hand-held container which comprises a body unit having a fluid compartment for containing beverage therein, and a spout unit, having a mouth piece, detachably coupled at said body unit to enclose said fluid compartment; and an accessible station which comprises a supporting frame integrated with one of said body unit and said spout unit of said hand-held container for stably supporting the portable electronic device at a predetermined angle, wherein when said supporting frame is integrated with said body unit, said supporting frame has a mounting groove indented on an outer surface of said body unit toward said fluid compartment for receiving an edge portion of the portable electronic device, wherein a width of said mounting groove is larger than a thickness of the portable electronic device.
1359 | Sensor based tracking tool for medical components | A medical navigation system is provided. The medical navigation system includes a computing device having a processor coupled to a memory, a wireless communication component and a display for displaying an image. The medical navigation system further includes a sensor module attached to a medical device. The sensor module includes a housing for housing components of the sensor module and for attaching to the medical device, a processor housed in the housing, a memory coupled to the processor, a wireless communication component coupled to the processor, a battery coupled to the processor, and a sensor coupled to the processor. The sensor generates a signal to be transmitted wirelessly via the sensor module wireless communication component and receivable by the computing device wireless communication component, the signal representing movement of the medical device. | 1. A medical navigation system, comprising: a computing device having a processor coupled to a memory, a wireless communication component and a display for displaying an image; a sensor module attached to a medical device, the sensor module including: a housing for housing components of the sensor module and for attaching to the medical device, the housing including a fastening device to removably attach the sensor module to a surface of the medical device; a processor housed in the housing; a memory coupled to the processor; a wireless communication component coupled to the processor; a battery coupled to the processor; a sensor coupled to the processor, the sensor including at least one of an accelerometer and a gyroscope; wherein the sensor is configured to generate a signal representing movement of the medical device, the wireless communication component of the sensor module being configured to transmit the signal wirelessly; a first set of tracking markers configured to be temporarily coupled to the medical device; and a camera coupled to the computing device for detecting a location of the first set of tracking markers, the sensor module being free of any markers detectable by the camera; wherein the computing device is configured to: receive the signal from the sensor module via the wireless communication component of the computing device; determine the initial position of the medical device based on the location of the first set of tracking markers detected by the camera and not based on the signal from the sensor module; display an initial position of the medical device on the display; when a line of sight from the camera to the first set of tracking markers is not available, update the display to reflect movement of the medical device subsequent to the initial position, using only the signal from the sensor module and not based on detection of any tracking markers by the camera; and when the line of sight from the camera to the first set of tracking markers becomes available, further update the display, to reflect further movement of the medical device when the first set of tracking markers are detectable by the camera, based on detection of the first set of tracking markers by the camera and not based on the signal from the sensor module.
1360 | Wearable environmental interaction unit | A wearable environmental interaction unit may include a plurality of sensors each being configured to provide an output indicative of at least one physiological aspect of an individual; a transmitter to establish a wireless communication path between the wearable environmental interaction unit and at least one environmental response unit located remotely with respect to the wearable environmental interaction unit; and a microcontroller. The microcontroller may be programmed to: analyze the outputs provided by the plurality of sensors; determine a state of being for the individual based on the outputs of the plurality of sensors; generate an environmental interaction control signal based on the determined state of being for the individual; and cause the transmitter to transmit the environmental interaction control signal to the at least one environmental response unit via the wireless communication path, the environmental interaction control signal being configured to cause a response by the environmental response unit including at least one change in an environmental condition. | 1. A wearable environmental interaction unit, comprising: a plurality of sensors each being configured to provide an output indicative of at least one physiological aspect of an individual, wherein the plurality of sensors include at least a heart rate sensor and a motion sensor; a transmitter to establish a wireless communication path between the wearable environmental interaction unit and at least one environmental response unit located remotely with respect to the wearable environmental interaction unit; and a microcontroller programmed to: receive a first plurality of output values from the heart rate sensor during a first time period when the individual is at rest and determine a baseline heart rate level for the individual based on the first plurality of output values from the heart rate sensor; receive, during a second time period different than the first time period, a second plurality of output values from the heart rate sensor and a third plurality of output values from the motion sensor; determine whether the individual is experiencing a stressed state of being based on the third plurality of output values associated with the motion sensor and based on a comparison of the baseline heart rate level for the individual to an indicator of current heart rate associated with the second plurality of output values from the heart rate sensor; generate an environmental interaction control signal associated with the determined stressed state of the individual; and cause the transmitter to transmit the environmental interaction control signal to the at least one environmental response unit via the wireless communication path, the environmental interaction control signal being configured to cause a response by the environmental response unit including at least one change in a condition of an environment of the individual.
1361 | Tailoring social elements of virtual environments | Techniques are disclosed for providing a social platform for a user. In one embodiment, activity of the user is monitored in a virtual environment. A profile is generated for the user, based on the monitored activity. A social element of the virtual environment is modified for the user, based on the generated profile. | 1. A computer-implemented method of programmatically tailoring social elements of a virtual environment to users, the computer-implemented method comprising: monitoring activity of a user in the virtual environment, wherein the monitored activity comprises input from the user in response to a stimulus in the virtual environment, wherein the input is provided using an input device for controlling an avatar associated with the user in the virtual environment, wherein the monitored activity is at least one of: (i) anonymized and (ii) aggregated based on a predetermined user privacy setting; generating, based on analyzing the monitored activity, an activity profile, a developmental profile, and a geographical profile, wherein the activity profile identifies: (i) the user; (ii) a first profile type; (iii) an activity genre preferred by the user; (iv) an activity mode preferred by the user; (v) an activity duration preferred by the user; and (vi) a device type preferred by the user, wherein the development profile identifies: (i) the user; (ii) a second profile type; (iii) a development criteria against which to measure the user; and (iv) a level of development of the user and according to the development criteria, wherein the geographical profile identifies: (i) the user; (ii) a third profile type; (iii) a network address associated with the user, wherein the network address comprises an Internet Protocol (IP) address; and (iv) a geographical location of the user, determined based on the network address using a predefined geolocation technique, and wherein the first, second, and third profile types are distinct profile types; evaluating motor abilities of the user based on a quickness and an accuracy of the input during the monitored activity; determining that the user belongs to a subset of a plurality of users of the virtual environment identified as being developmentally young, based on the evaluated motor abilities of the user and irrespective of an actual age of the user, wherein determining that the user belongs to the subset of the plurality of users identified as being developmentally young is based on determining that the user has a developmental disorder; by operation of one or more computer processors and based on the determination that the user belongs to the subset of users identified as being developmentally young, modifying, specifically for the user, a social element between the user and at least one other user of the virtual environment, without receiving, from the user, any request to modify the social element, wherein at least one other user of the plurality of users does not have any social element so modified, and wherein modifying the social element comprises placing the avatar associated with the user in a location in the virtual environment that is within a predefined distance of a plurality of other users who were also determined to belong to the subset of users identified as being developmentally young, wherein modifying the social element further comprises: receiving, from the user, either (i) an indication to enter the virtual environment or (ii) an indication to re-spawn the avatar; identifying, for the user, a spawn point in the virtual environment, wherein the spawn point is proximate to a threshold count of other users having at least one of a similar activity profile and a similar developmental profile as the user; and positioning the avatar for the user at the identified spawn point; subsequent to modifying the social element, measuring an extent to which the user is interacting with avatars in the virtual environment; and further modifying the social element in the virtual environment, based on the measured extent and further based on at least one of the activity profile and the developmental profile.
1362 | Smart tools and workspaces for do-it-yourself tasks | One embodiment of the invention disclosed herein provides techniques for assisting with performing a task within a smart workspace environment. A smart workspace system includes a memory that includes a workspace management application. The smart workspace system further includes a processor that is coupled to the memory and, upon executing the workspace management application, is configured to perform various steps. The processor detects that a first step included in a plurality of steps associated with a task is being performed. The processor displays one or more information panels associated with performing the current step. The processor further communicates with augmented safety glasses, augmented tools, and an augmented toolkit to safely and efficiently through a series of steps to complete the task. | 1. An augmented toolkit, comprising: a toolkit comprising a plurality of bins, wherein each respective bin includes a separate indicator that indicates which bin of the plurality of bins contains one or more requested tools; and a controller configured to: receive a first message from a remote machine that conveys that a first quantity of a first requested tool is located in a first bin included in the plurality of bins, wherein the first quantity of the first requested tool comprises two or more separate tools of the same type, and in response, transmit a first signal to a first separate indicator associated with the first bin to illuminate the first separate indicator, wherein the first bin further includes a sensor configured to: detect that the first quantity of the first requested tool has been removed from the first bin, and in response, transmit a second signal to the controller indicating that the first quantity of the first requested tool has been removed from the first bin.
1363 | Alarm and monitoring system and method of operation thereof | An alarm and monitoring system including a primary device and at least one secondary device, the alarm and monitoring system including at least one controller configured to: determine whether at least one alarm event is set; establish a wireless communication between a primary device and the secondary device, when it is determined that the alarm event has been set; transmit an alarm event signal including alarm information from the primary device to the secondary device in accordance with the alarm event that is determined to have been set; generate an alarm signal by the secondary device in accordance with at least the alarm information; and render the generated alarm signal on a rendering device. | 1. An alarm device, comprising: a portable housing including a receiver configured to receive an alarm event signal including alarm information from a portable communication device when the portable communication device determines that an alarm event is set; a controller configured to generate an alarm signal in accordance with the alarm information; a rendering device configured to render the alarm signal, and storage memory having pre-programmed alarm types stored thereon, wherein the alarm information includes a fixed date and time of day to generate the alarm signal, and wherein the receiver is configured (i) to communicate with the portable communication device to indicate identities of the pre-programmed alarm types stored thereon and (ii) to receive new alarm types from the portable communication device, the rendering device being configured to use the pre-programmed alarm types and the new alarm types in rendering the alarm signal, wherein the pre-programmed alarm types and the new alarm types include at least haptic rendering instructions with at least one of a selectable haptic force, a selectable haptic frequency, and a selectable haptic pattern.
1364 | Safe driving system having function of detecting heart rate variability | A safe driving system having function of detecting heart rate variability is disclosed. The safe driving system having function of detecting heart rate variability mainly includes a detection display unit and a main control host. The detection display unit includes: a HRV detecting module, a display interface module, a first internal wireless communication module, a control button, a first processor, a power module and a voice management module comprising a microphone and an amplifier. The main control host includes: a mobile communication module, a satellite navigation system module, a second internal wireless communication module, a records preserving module, a second processor, a vehicle power module, a secondary power module, a power management module and an alarm module. The safe driving system having function of detecting heart rate variability is able to prevent the vehicle's driver from traffic accidents jeopardizing traffic safety due to drinking, taking drug, fatigue or an emergency occurred while driving. | 1. A safe driving system having function of detecting heart rate variability, comprising: a detection display unit, comprising: a Heart Rate Variability (HRV) detecting module, for detecting and outputting a HRV value of a vehicle driver, and when the detected HRV value fallen into a predetermined abnormal value range, sending out a corresponding warning message; a display interface module, for displaying the warning message or a light or a text corresponding to the warning message; a first internal wireless communication module, for sending and receiving wireless signals; a control button, touched to control the display interface module and sending out an emergency message; a first processor, connected to the HRV detecting module, the display interface module, the first internal wireless communication module and the control button, for operating said connected modules and button, and sending out the warning message, the emergency message and records of HRV values via the first internal wireless communication module; and a power module, for providing power required for operation to the HRV detecting module, the display interface module, the first internal wireless communication module, the control button, and the first processor; and a main control host, comprising: a mobile communication module, installed with a Subscriber Identity Module (SIM), for sending and receiving messages through a mobile network; a satellite navigation system module, for receiving satellite signals to calculate location and speed information of the main control host; a second internal wireless communication module, paired with and wirelessly connected to the first internal wireless communication module, for sending and receiving wireless signals; a storing module, for storing HRV values patterns of a vehicle owner and a plurality of users authorized by the vehicle owner to use the vehicle, at least one mobile phone number, a vehicle identification number of the vehicle, and a plurality of newest recorded HRV values from the first internal wireless communication module; and a second processor, connected to the mobile communication module, the satellite navigation system module, the second internal wireless communication module and the storing module, for operating said connected modules, judging if a data is stored in the storing module, and sending out the warning message, the emergency message, the location and speed information and the vehicle identification number from the first internal wireless communication module to a specific external receiver via the mobile communication module.
1365 | Systems and methods for generating distractors in language learning | Disclosed are systems, methods, and products for language learning software that automatically extracts text from resources using various natural-language processing features, which can be combined with custom-designed learning activities to offer a needs-based, adaptive learning methodology. The system may receive a text, extract keywords pedagogically valuable to non-native language learning, assign a difficulty score to the text using various linguistic attributes of the text, generate a list of potential distractors for each keyword related to a resource to implement in learning activities. Distractors may be of various types, which are dynamically selected from a distractor store depending on a learning activity chosen to meet a learner's needs. Distractors may vary in difficulty, and may be dynamically selected based on a learner's overall proficiency or based on a learner's abilities in specific language skills. | 1. A computer-implemented method comprising: automatically selecting, by a computer, from a keyword store a set of one or more target words stored in the keyword store, each respective target word having a word difficulty score based upon one or more skill scores of a learner-record stored in a learner database, wherein the keyword store is configured to store metadata associated with each respective target word, and wherein the metadata associated with each respective target word in the keyword word store indicates the word difficulty score of the respective target word; generating, by the computer, a set of one or more syntactic distractors comprising one or more words having a same root word as the target word and having a grammatical difference; and generating, by the computer, at least one more distractor from a group of: a set of one or more semantic distractors comprising one or more words having a definition that is related to a target word, a set of one or more orthographic distractors comprising one or more words of the plurality of words having an edit distance of each respective word satisfying an edit distance amount setting, wherein the edit distance of the word is a number of changes required to the word to be identical to the target word, and wherein the edit distance amount setting determines the number of changes to the word, and, a set of phonetic distractors comprising one or more homophones of the target word, based upon the one or more skill scores of the learner-record.
1366 | VCSEL based low coherence emitter for confocal 3D scanner | Methods and apparatus for measuring objects comprise a plurality of light sources to generate a plurality of light beams directed toward a spot generator array comprising a plurality of spot generating lenses. The plurality of light sources is separated from the spot generator array with a separation distance sufficient to overlap the plurality of light beams at each of the spot generating lenses. The overlap of each of the beams at each of the spot generating lenses provides smoothing of the energy profile of the light energy incident on the spot generating lenses. The spot generator array generates focused spots comprising overlapping focused beams. The overlapping beams may comprise overlapping beams of a vertical cavity surface emitting laser (VCSEL) array, and the overlapping focused beams can decrease optical artifacts. | 1. A light source for illuminating an optical system, comprising: an array of VCSELs operatively connectable to a power source; and a homogenizing lens array comprising a plurality of homogenizing lenses, each VCSEL emitter having a respective homogenizing lens of the plurality in registry therewith, the homogenizing lens array and array of VCSELs configured to generate a far field homogenized pattern of overlapping light beams at a spot generator microlens array.
1367 | Wireless energy transfer system and wearables | Disclosed are systems for wireless energy transfer including transcutaneous energy transfer. Embodiments are disclosed for user interface (UI) hubs to connect multiple batteries and to output system information to a patient. Embodiments are further disclosed for garments and devices to be worn by a patient requiring treatment. The garments are configured for a desired placement of a transmitter coil relative to a body of the patient and for facilitating patient comfort and quality of life. Methods for manufacturing and using the devices and the systems are also disclosed. | 1. A system for wireless energy transfer for an implantable medical device, comprising: a transmitter coil; at least one battery for powering an implantable medical device; and a garment to be worn by a patient requiring treatment, the garment comprising: a body portion configured for wrapping around at least a thoracic region of a body of the patient; and at least one pocket for holding and maintaining the transmitter coil at a desired location relative to the body of the patient.
1368 | Heterodyne-mimicking adapter | An adapter, for coupling a first medical instrument to a control console having a console receptacle configured for attachment thereto of a different second medical instrument, includes a case, a receptacle, circuitry contained in the case and an output connector. The receptacle is configured to receive an input connector of the first medical instrument conveying modulated analog input signals from the first medical instrument. The circuitry includes an analog/digital converter coupled to sample and digitize the analog input signals to generate digital samples, digital processing circuitry configured to digitally downconvert the digital samples so as to generate a baseband digital signal, and a digital/analog converter configured to convert the baseband digital signal to an analog baseband signal compatible with an output of the second medical instrument. The output connector is configured to be inserted into the console receptacle and to convey the analog baseband signal to the console. | 1. An adapter for coupling a first medical instrument to a control console having a console receptacle configured for attachment thereto of a different, second medical instrument, the adapter comprising: a case; a receptacle on the case, which is configured to receive an input connector of the first medical instrument conveying modulated analog input signals from the first medical instrument; circuitry contained in the case, which comprises: an analog/digital converter (ADC), which is coupled to sample and digitize the analog input signals to generate a stream of digital samples; digital processing circuitry, which configured to digitally downconvert the stream of digital samples so as to generate a baseband digital signal; and a digital/analog converter (DAC), which is configured to convert the baseband digital signal to an analog baseband signal compatible with an output of the second medical instrument; and an output connector on the case, configured to be inserted into the console receptacle and to convey the analog baseband signal to the console.
1369 | Wireless sensor device | A wireless sensor device capable of constant operation without replacement of batteries. The wireless sensor device is equipped with a rechargeable battery and the battery is recharged wirelessly. Radio waves received at an antenna circuit are converted into electrical energy and stored in the battery. A sensor circuit operates with the electrical energy stored in the battery, and acquires information. Then, a signal containing the information acquired is converted into radio waves at the antenna circuit, whereby the information can be read out wirelessly. | 1. A semiconductor device comprising: a circuit comprising a transistor over an antistatic film; an antenna electrically connected to the circuit; a pressure sensor electrically connected to the circuit; and a battery electrically connected to the circuit, wherein radio waves received by the antenna are converted into an electrical signal in the circuit, and wherein the electrical signal is charged in the battery.
1370 | Method and system of communicating personal health data in a near field communication environment | A method and a system for communicating personal health data in a Near Field Communication (NFC) environment are provided. An NFC manager sets control information in an NFC Data Exchange Format (NDEF) for providing synchronized communication of personal health data between the NFC manager and an NFC agent. The control information may include a direction flag, a state flag, sequence identifier field, and request/response flag. The NFC manager writes the NDEF format including the control information and payload data into an NFC tag associated with the NFC agent. Subsequently, the NFC manager reads the NDEF record stored in the NFC tag and determines whether the NDEF record is written into the NFC tag by the NFC agent based on the control information in the read NDEF format. Accordingly, the NFC manager repeats the above mentioned steps if the NDEF record includes payload data of the NFC agent. | 1. A method of communicating data by a first near field communication (NFC) device in an NFC environment, comprising: writing a first NFC data exchange format (NDEF) record including first control information into an NFC tag, wherein a value of a direction flag included in the first control information indicates that the first NDEF record in the NFC tag is sent from the first NFC device to a second NFC device; and reading a second NDEF record including second control information from the NFC tag, wherein a value of a direction flag included in the second control information indicates that the second NDEF record in the NFC tag is sent from the second NFC device to the first NFC device.
1371 | User interfaces of a hearing device | Methods, systems, and devices for dynamically adjusting a user interface provided by an external unit of a hearing device. In an example method, the external unit determines whether a state of the external unit is one of (i) a coupled state when the external unit and the stimulation unit are coupled or (ii) a decoupled state when the external and the stimulation unit are decoupled. The external unit then provides one of (i) a first user interface when the determined state is the coupled state or (ii) a second user interface when the determined state is the decoupled state. The second user interface provides access to a greater number of functions of the hearing device than first user interface provides. | 1. A method comprising: determining, by at least one processor, whether a state of a hearing device unit is one of either in (i) a coupled state in which the hearing device is being worn by a person or (ii) an uncoupled state in which the hearing device unit is not being worn by a person; and providing, via a user interface component, a first user interface when the determined state is the coupled state; and providing, via the user interface component, a second user interface when the determined state is the uncoupled state, wherein the second user interface provides access to at least one hearing device function that is not available via first user interface.
1372 | Analysis of wireless communication links between medical devices | A system and method of processing information regarding medical devices in wireless communication with each other is provided in which a controller device has a first wireless communication link with a first medical device, such as an analyte sensor, and a second wireless communication link with a second medical device, such as a delivery device. A processor in the controller device monitors the status of the first and second wireless links and upon noting a degradation of either one, compares the first wireless link status with the second wireless link status and provides guidance for resolving a communication problem based on the comparison. The latency of the communicating medical devices is considered. | 1. A base unit for use with a plurality of medical devices in wireless communication with each other, the base unit comprising: a processor; a power supply coupled to the processor; a first transceiver coupled to the processor, the first transceiver configured to establish a first wireless communication link with a first medical device; a second transceiver coupled to the processor, the second transceiver configured to establish a second wireless communication link with a second medical device; and a memory for storing a program which, when executed by the processor, causes the processor to monitor the statuses of the first wireless communication link and the second wireless communication link, determine when the base unit is out of range of both the first medical device and the second medical device, and, if the base unit is determined to be out of range of both the first medical device and the second medical device, to monitor the status of only one of the first wireless communication link and the second wireless communication link.
1373 | Body area network pairing improvements for clinical workflows | A method for establishing a connection between a first electronic computing device and a second electronic computing device includes moving the second electronic computing device so that it is proximal to the first electronic computing device. When the first electronic computing device detects the proximity of the first electronic computing device relative to the second electronic computing device, a radio on the first electronic device is set to a connectable and discoverable state. A wireless connection is automatically established between the first electronic computing device and the second electronic computing device. Data is transmitted between the first electronic computing device and the second electronic computing device. | 1. A method for connecting a sensor device to a patient monitoring device, the method comprising: setting a first radio of the sensor device to off; detecting when the sensor device is in proximity of the patient monitoring device; upon detecting proximity of the patient monitoring device, turning on the first radio of the sensor device; before pairing, detecting a second radio of the patient monitoring device; after turning on the first radio of the sensor device and after detecting a second radio of the patient monitoring device, pairing the first radio of the sensor device to the second radio of the patient monitoring device; transferring status information and configuration information to the patient monitoring device; determining whether the sensor device is compatible with the patient monitoring device; providing an indication if the sensor device is not compatible with the patient monitoring device; and selecting a connection mode between the sensor device and the patient monitoring device, the connection mode being one of: loose pairing that provides no alerts when a connection between the sensor device and the patient monitoring device is broken, and tight pairing that provides the alerts when the connection between the sensor device and the patient monitoring device is broken.
1374 | Short-wave infrared super-continuum lasers and similar light sources for imaging applications | An imaging device includes laser diodes (LDs) generating near-infrared wavelength light, lenses configured to deliver the light to tissue, a first receiver having one or more detectors, and a first part with at least one of the LDs capable of being pulsed. The first receiver receives light reflected from the tissue and is synchronized to the pulsed light and configured to perform a time-of-flight measurement. An infrared camera receives light reflected by the tissue from a second part of the imaging device. The camera captures light while the second part is off, and while the second part is on to generate corresponding signals, and differences the signals to generate an image. An array of LDs generates a grid of spots on the tissue, which is reflected to the camera. A coupled phone, tablet, or computer receives and processes the time-of-flight measurement, the image, and the reflected grid of spots. | 1. An imaging device, comprising: a first part of the imaging device comprising a first at least one of a plurality of laser diodes, the first at least one of the plurality of laser diodes configured to be pulsed; a second part of the imaging device comprising a second at least one of the plurality of laser diodes; the plurality of laser diodes configured to generate light having one or more optical wavelengths, wherein at least a portion of the one or more optical wavelengths is a near-infrared wavelength between 700 nanometers and 2500 nanometers; a first one or more lenses configured to receive at least a portion of the light from the plurality of laser diodes and to direct at least the portion of the light to tissue; an array of laser diodes configured to generate light formed as a plurality of spots, the light having one or more optical wavelengths, wherein at least a portion of the one or more optical wavelengths is a near-infrared wavelength between 700 nanometers and 2500 nanometers; a second one or more lenses configured to receive at least a portion of the light from the array of laser diodes and to direct at least the portion of the light from the array of laser diodes to tissue; a first receiver comprising one or more detectors; the first receiver configured to receive at least a portion of light reflected from the tissue from the first one of the plurality of laser diodes, wherein the first receiver is configured to be synchronized to the at least one of the plurality of pulsed laser diodes and is configured to perform a time-of-flight measurement; an infrared camera configured to receive at least a portion of light from the second one of the plurality of laser diodes reflected from the tissue; the infrared camera configured to: generate a first signal while the plurality of laser diodes and the array of laser diodes are off; and generate a second signal while the second part of the imaging device is on and the first part of the imaging device and the array of laser diodes are off, the second signal based at least in part on a portion of the light from the second part of the imaging device reflected from the tissue; wherein the infrared camera is configured to difference the first signal and the second signal to generate a two-dimensional or three-dimensional image; the imaging device coupled to one of a smart phone, tablet, or computer, the smart phone, tablet, or computer comprising a wireless receiver, a wireless transmitter, a display, a voice input module, and a speaker, the smart phone, tablet, or computer configured to receive and to process at least a portion of the time-of-flight measurement, the two-dimensional or three-dimensional image, and the received light from the plurality of spots reflected from the tissue.
1375 | Stretchable thermoelectric material and thermoelectric device including the same | A thermoelectric material includes a stretchable polymer, and a thermoelectric structure and an electrically conductive material that are mixed together with the stretchable polymer. The thermoelectric material may be applied to self-power generating wearable electronic apparatuses. | 1. A thermoelectric material, comprising: a stretchable polymer; and a thermoelectric structure and electrically conductive material that are mixed together in the stretchable polymer, the thermoelectric structure including a carbon-containing material, wherein the carbon-containing material includes carbon nanotubes, the carbon nanotubes are arranged in an array, and lengths of the carbon nanotubes are parallel to each other.
1376 | Surgical antenna structure | A surgical spatula has a planar transmission line for carrying microwave energy formed from a sheet of a first dielectric material which has first and second conductive layers on opposite sides thereof. The surgical spatula also has a coaxial cable for delivering microwave energy to the planar transmission line. The coaxial cable has an inner conductor, an outer conductor coaxial with the inner conductor and a second dielectric material separating the inner and outer conductors. The inner and outer conductors extend beyond the second dielectric to overlap opposite surfaces of the transmission line and electrically contact the first conductive layer and second conductive layer respectively. The width of the first and second conductive layers is selected to create an impedance match between the transmission line and the coaxial cable. | 1. A surgical instrument comprising: a surgical spatula comprising a flat paddle and a coaxial cable extending away from a first end thereof, wherein the flat paddle contains a planar microwave conveying structure connected to the coaxial cable, the planar microwave conveying structure being formed from a sheet of a first dielectric material having first and second conductive layers on opposite surfaces thereof, and being open along a side of the flat paddle which extends away from the first end to permit a microwave radiation field to be emitted from that side; an endoscope; and a microwave generator connected to deliver microwave energy to the spatula via the coaxial cable, which is arranged to run through an instrument channel of the endoscope, wherein the coaxial cable comprises an inner conductor, an outer conductor coaxial with the inner conductor, and a second dielectric material separating the outer and inner conductors, wherein the inner and outer conductors extend beyond the second dielectric to overlap opposite surfaces of the flat paddle to electrically contact the first conductive layer and second conductive layer respectively, and wherein the first conductive layer is spaced from the first end of the flat paddle to electrically isolate the outer conductor from the first conductive layer.
1377 | Cortical interface for motor signal recording and sensory signal stimulation | The present invention consists of an implantable device with at least one package that houses electronics that sends and receives data or signals, and optionally power, from an external system through at least one coil attached to the at least one package and processes the data, including recordings of neural activity, and delivers electrical pulses to neural tissue through at least one array of multiple electrodes that is/are attached to the at least one package. The device is adapted to electrocorticographic (ECoG) and local field potential (LFP) signals. The output signals provide control for a motor prosthesis and the inputs signals provide sensory feedback for the motor prosthesis. The invention, or components thereof, is/are intended to be installed in the head, or on or in the cranium or on the dura, or on or in the brain. | 1. An implantation system comprising: an implantable device comprising: a hermetic package enclosing an electronic circuit suitable to be implanted within a head, a flat flexible circuit, including a polymer base layer, conductive traces and a polymer top layer, and including a plurality of electrodes electrically coupled to the electronic circuit suitable to record neural activity, the flexible circuit forming a plurality of flexible fingers with electrodes disposed directly on each of the flexible fingers, each flexible finger including a tip at an opposite end of the flexible circuit from the hermetic package, and a flexible feature, defining a void, at the tip suitable to accept an implantation tool, and a wireless transceiver electrically coupled to the electronic circuit for sending data derived from the neural activity and receiving sensory data; and the implantation tool including a plurality of features configured to engage the voids in each of the fingers and press the plurality of fingers into tissue.
1378 | Electronic vaporiser system | An electronic cigarette vaporiser that is the same approximate size as a cigarette and has a square or rectangular cross-section with rounded corners and includes a long PCB inserted lengthwise into the vaporiser. The PBC is not mounted at the mid-point of the cross-section, but at a different position closer to a major face of the vaporiser to permit more room for a rechargeable battery. The cross-section is a ‘squircle’. | 1. An electronic cigarette vaporiser system that includes an electronic vaporiser, and the vaporiser has a square or rectangular cross-section and includes a long PCB inserted lengthwise into the vaporiser, in which the electronic vaporiser system includes: (i) a user-replaceable, e-liquid cartridge, which is not user-refillable and includes no heating element; (ii) an e-liquid reservoir that is separate from the user-replaceable e-liquid cartridge; (iii) an electric or electronic pump that is configured to withdraw e-liquid from the user-replaceable e-liquid cartridge and pump pressurised e-liquid to the e-liquid reservoir and (iv) a heating element that is not in the user-replaceable e-liquid cartridge but is instead in, or in e-liquid communication with, the e-liquid reservoir.
1379 | Wearable computing device | The present disclosure describes a wearable computing device (WCD) in the form of a ring that can be worn on the finger of a human user. | 1. A system, comprising: a wearable ring computing device, the ring computing device including a housing, the housing having an interior bounding member and an exterior bounding member, the interior bounding member and the exterior bounding member being configured for being coupled together to form a waterproof cavity there between; a curved battery positioned within the cavity, the curved battery having an arc approximating a corresponding arc of the ring housing; a sensor module, the sensor module positioned within the cavity and proximate the battery, the sensor module comprising one or more sensors, the one or more sensors comprising one or more of a pedometer, an accelerometer, a gyroscope, a heart rate sensor, a pulse oximeter, a sleep monitor, an internal measurement unit, a thermometer, a Galvanic skin response sensor, and an electrocardiogram, the one or more sensors being configured to sense a change in a condition of a wearer of the ring; a flexible printed circuit board positioned within the cavity proximate one or both of the curved battery and the sensor module, the flexible printed circuit board portion comprising: a processor, the processor configured for determining one or more of a number of steps taken, a quality of sleep, a heart rate, blood pressure, and body temperature of a user of the ring computing device; and a memory, associated with the processor for storing data; and a semiconducting light element disposed at least partially within the housing.
1380 | Mobile terminal | The present invention discloses a mobile terminal, including a touch screen, the touch screen including a touch cover plate. The touch screen further includes a sensing identification module, the touch cover plate covering the sensing identification module. In the embodiments of the present invention, the sensing identification module is integrated into a touch screen, and a full touch panel is used. In this way, the problem of sense of difference which is brought by the independently assembled sensing identification module is solved from the visual and tactile perspectives, the manufacturing procedure is simplified, production and utilization efficiencies are improved, and user's satisfaction is enhanced. | 1. A mobile terminal, comprising: a touch screen, the touch screen comprising a touch cover plate, wherein the touch screen further comprises a sensing identification module, the touch cover plate covers the sensing identification module; wherein the touch sensor is placed in a side-by-side manner with the sensing identification module, and beneath the touch cover plate; wherein the touch cover plate comprises a first part and a second part, a thickness of the second part is less than that of the first part, and the second part entirely or partially covers the sensing identification module; and wherein the sensing identification module comprises at least one of a fingerprint identification module, a heartbeat identification module and a blood oxygen identification module.
1381 | CPR training assembly | A CPR training assembly for instructing a person to perform CPR or choking rescue on an infant, a child or an adult includes a housing and an audio unit that is coupled to the housing. The audio unit emits audio outwardly from the housing to audibly alert a user. The audio unit stores data pertaining to audible instructions for performing CPR or choking rescue on infants, children and adults. A control unit is coupled to the housing and the control unit is electrically coupled to the audio unit to select the audible instructions for a respective one of the infants, children and adults. In this way the user can choose to receive audible instructions that correspond to whether an infant, a child or an adult needs CPR or choking rescue. | 1. A CPR training assembly being configured to emit spoken instructions for performing CPR on an individual in an emergency situation, said assembly comprising: a housing; an audio unit being coupled to said housing and emitting audio outwardly therefrom wherein said audio unit is configured to audibly alert a user, said audio unit storing data pertaining to audible instructions for performing CPR or choking rescue on infants, children and adults; and a control unit being coupled to said housing, said control unit being electrically coupled to said audio unit such that said control unit selects said audible instructions for a respective one of the infants, children and adults wherein said control unit is configured to facilitate the user to receive audible instructions that correspond to whether an infant, a child or an adult needs CPR or choking rescue; wherein said housing has a top wall, a bottom wall and an exterior wall extending there between, said exterior wall having a first lateral surface and a second lateral surface, each of said first lateral surface and said second lateral surface being concavely arcuate with respect to a center line of said housing such that said housing has a heart shaped cross-section taken along a line extending through said top wall and said bottom wall, said bottom wall having a plurality of audio apertures extending into an interior of said housing.
1382 | Braille generator and converter | Techniques described herein relate to generating braille output and/or visual display output based on received mathematical expression input. Data corresponding to one or more mathematical expressions may be received via expression input devices or visual display devices, and may be converted to braille output characters for display on refreshable braille devices. Additionally, mathematical expression input data may be received via refreshable braille display devices and converted to output characters for display on visual display devices. In some embodiments, mathematical expression input data may be converted first to content markup, and then converted from the content markup to presentation markup and/or braille output characters. Further mathematical expression input data, such as updates to previously displayed expressions, may be received from an initial input device, visual display device, or refreshable braille device, and the updated expression data may be converted to visual output characters and/or braille output characters. | 1. A braille generator and converter system comprising: one or more refreshable braille display devices, each refreshable braille display device comprising: a plurality of electromechanical braille cells, each electromechanical braille cell comprising a plurality of output dots configured to raise and lower in response to voltages applied at the electromechanical braille cell; a processing unit comprising one or more processors; and memory coupled with and readable by the processing unit and storing therein a set of instructions which, when executed by the processing unit, causes the refreshable braille display device to: receive data corresponding to one or more braille output math characters; determine an electromechanical braille cell for displaying each of the braille output math characters; and transmit control instructions to each of the determined electromechanical braille cells to display the one or more braille output math characters; an expression input device, comprising: an I/O subsystem configured to receive mathematical expression input data via one or more input devices integrated into or connected with the expression input device; a processing unit comprising one or more processors; and memory coupled with and readable by the processing unit and storing therein a set of instructions which, when executed by the processing unit, causes the expression input device to: receive math input data via the I/O subsystem corresponding to a mathematical expression; and transmit data representing the mathematical expression to an expression converter; and the expression converter, the expression converter comprising: a processing unit comprising one or more processors; and memory coupled with and readable by the processing unit and storing therein a set of instructions which, when executed by the processing unit, causes the expression converter to: initiate a multi-user interactive math computing session including at least one of the refreshable braille display devices and at least one visual presentation device; receive the math input data from the expression input device representing presentation markup representation of a the mathematical expression during the multi-user interactive math computing session; convert the math input data representing the presentation markup representation of the mathematical expression to a mathematical markup languge (MathML) representation of the mathematical expression, using a first set of data conversion rules for converting presentation markup of mathematical expressions to MathML; convert the MathML representation of the mathematical expression to a set of braille output math characters, using a second set of data conversion rules for converting MathML to braille math output, wherein the set of braille math output characters includes at least one braille mathematical symbol that does not correspond to any character in the received input data or in the MathML representation of the mathematical expression; transmit the set of braille output characters to the at least one of the refreshable braille display devices configured to receive braille output within the interactive computing session, wherein the converting and transmitting of the braille math output characters is performed in real-time in response to the receiving the math input data representing the presentation markup representation of the mathematical expression; receive a plurality of single-character revisions to the mathematical expression during the multi-user interactive math computing session, including at least a first single-character revision received as braille math input from the at least one refreshable braille display device, and a second single-character revision received as presentation markup math input from the at least one visual presentation device; and in response to each of the plurality of single-character revisions to the mathematical expression received during the multi-user interactive math computing session; (a) determine an input data type of the received single-character revision to the mathematical expression; (b) determine a set of conversion rules for converting the revised mathematical expression to MathML based on the determined input data type; (c) convert the revised mathematical expression incorporating the single-character revision into revised MathML of the mathematical expression using the determined set of conversion rules; (d) convert the revised MathML of the mathematical expression into one or more output math formats comprising at least one of the braille math output or presentation markup math output; and (e) transmit the revised mathematical expression, converted into the one or more output math formats, to one or more output devices including at least one of the visual presentation devices or at least one refreshable braille display devices.
1383 | System and method for characterization of electrical properties of the heart from medical images and body surface potentials | Methods and systems for estimating patient-specific cardiac electrical properties from medical image data and non-invasive electrocardiography measurements of a patient are disclosed. A patient-specific anatomical heart model is generated from medical image data of a patient. Patient-specific cardiac electrical properties are estimated by simulating cardiac electrophysiology over time in the patient-specific anatomical heart model using a computational cardiac electrophysiology model and adjusting cardiac electrical parameters based on the simulation results and the non-invasive electrocardiography measurements. A patient-specific cardiac electrophysiology model with the patient-specific cardiac electrical parameters can then be used to perform virtual cardiac electrophysiology interventions for planning and guidance of cardiac electrophysiology interventions. | 1. A method for estimating patient-specific cardiac electrical properties from medical image data and non-invasive electrocardiography measurements of a patient, comprising: generating a patient-specific anatomical heart model and a patient-specific anatomical torso model from medical image data of a patient and an electrical coupling model between the patient-specific anatomical heart model and the patient-specific anatomical torso model; generating a mechanical activation time map of the heart from a dynamic cardiac image sequence of the patient; identifying a line of block from the mechanical activation time map; and estimating spatially varying patient-specific cardiac electrical parameters for the patient by: simulating cardiac electrophysiology over time at a plurality of nodes in the patient-specific anatomical heart model using a computational cardiac electrophysiology model, and adjusting at least one cardiac electrical parameter of the computational cardiac electrophysiology model based on the mechanical activation time map, the non-invasive electrocardiography measurements of the patient, the simulated cardiac electrophysiology, and the line of block identified from the mechanical activation time map.
1384 | No-matching-circuit multi-band diversity antenna system for medical external communications | An antenna for electrical coupling to a wireless communication circuit includes a first conductive strip segment having a first length, a second conductive strip segment having a second length different from the first length and coupled to the first conductive strip segment at a feed point to be electrically coupled to the drive node, and a third conductive strip segment having a third length less than both the first length and the second length. A first end of the third conductive strip is coupled to the feed point and a second end is coupled to circuit ground. The first conductive strip segment provides a first specified operating frequency range at a fundamental resonance mode corresponding to the first length plus the third length, and the second conductive strip segment provides a second specified operating frequency range at a fundamental resonance mode corresponding to the second length plus the third length. | 1. An antenna for electrical coupling to a first drive node of a wireless communication circuit of an external medical communicator, the antenna comprising: a first conductive strip segment having a first length; a second conductive strip segment having a second length different from the first length and coupled to the first conductive strip segment at a feed point to be electrically coupled to the first drive node; a third conductive strip segment having a third length less than both the first length and the second length, wherein a first end of the third conductive strip is coupled to the feed point and a second end is coupled to a circuit ground; and a fourth conductive strip segment for electrical coupling to a second drive node of the wireless communication circuit, wherein the fourth conductive strip segment has a fourth length less than the first length or the second length and is coupled to the third conductive strip segment at a second feed point to the second drive node; and wherein the first conductive strip segment is configured to provide a first specified operating frequency range at or near a fundamental resonance mode corresponding to the first length plus the third length, and the second conductive strip segment is configured to provide a second, higher, specified operating frequency range at or near a fundamental resonance mode corresponding to the second length plus the third length, and the fourth conductive strip segment is configured to provide a third specified operating frequency range at or near a resonance mode of a higher order than a fundamental resonance mode corresponding to the fourth length plus the third length.
1385 | Apparatus and method for signal processing by converting amplified difference signal | A signal processing apparatus includes: a difference signal acquirer configured to obtain a difference signal reflecting a change in an input signal at a preset time interval based on a reference signal; a signal amplifier configured to amplify the difference signal; and a signal restorer configured to generate an output signal by converting the amplified difference signal to a digital signal and the digital signal. | 1. A signal processing apparatus, comprising: a difference signal acquirer configured to obtain a difference signal reflecting changes in an input signal at preset time intervals based on a reference signal; a signal amplifier configured to amplify the difference signal; and a signal restorer configured to generate an output signal reflecting the input signal by converting the amplified difference signal to a digital signal and incrementally summing the digital signal over the time intervals, wherein, for the incrementally summing over the time intervals, the signal restorer is configured to sum a digital signal of a current time to a summed digital signal of a previous time.
1386 | Method and system for managing multimedia accessiblity | A system that incorporates the subject disclosure may include, for example, determine a first impairment associated with a first user of a first end user device, receive user input captured at a second end user device during a communication session between the first and second end user devices, store instructions for executing a group of adjustment techniques for modifying the user input where the group of adjustment techniques includes amplifying selective frequencies and translating the user input into sign language images, select an adjustment technique from among the group of adjustment techniques, adjust the user input according to the adjustment technique to generate adjusted user input, and provide the adjusted user input to the first end user device during the communication session. Other embodiments are disclosed. | 1. A method, comprising: storing, by a processing system including a processor, instructions for executing adjustment techniques for modifying user input, wherein first adjustment techniques include amplifying selective frequencies for a first degree of impairment and translating user input into first sign language images for a second degree of impairment, wherein second adjustment techniques include translating user input from sign language images into synthesized audio speech, wherein the second degree of impairment is more severe than the first degree of impairment, and wherein the first adjustment techniques includes one of modifying one of a size, color or font of text or replacing a word with another word based on a determined cognitive impairment; detecting, by the processing system, a communication session between a first end user device and a second end user device; determining, by the processing system, a first impairment associated with a first user of the first end user device and a second impairment associated with a second user of the second end user device; determining, by the processing system, a degree of impairment for the second impairment; receiving, by the processing system, a first user input captured at the first end user device and a second user input captured at the second end user device during the communication session; selecting, by the processing system, a selected adjustment technique from among the first adjustment techniques according to the degree of impairment for the second impairment; accessing, by the processing system, an impairment profile for the first user, wherein the impairment profile includes an audiogram for the first user, and wherein the selective frequencies that are amplified are selected based on the audiogram; adjusting, by the processing system, the second user input according to the impairment profile to generate adjusted second user output; adjusting, by the processing system, the first user input according to the impairment profile and then applying the selected adjustment technique to generate adjusted synthesized audio speech as adjusted first user output; and providing, by the processing system, the adjusted first user output to the second end user device and the adjusted second user output to the first end user device during the communication session.
1387 | Conservation of battery life in GPS accessing portable devices | A method of controlling a device that includes a receiver and a movement sensor includes (a) deactivating the receiver; (b) while the receiver is deactivated, analyzing measurements from the movement sensor to determine a measure of the distance the device has moved from a first location; and (c) in the event that it is determined from the measurements from the movement sensor that the device has moved from the first location by more than a threshold distance, activating the receiver and using the receiver to obtain a second measurement of the location of the device. | 1. A method of controlling a device that comprises a satellite positioning system receiver and a movement sensor, the method comprising: (a) deactivating the receiver; (b) while the receiver is deactivated, periodically sampling an accelerometer at a predetermined sampling rate; (c) determining a magnitude of the acceleration at each sampling point, wherein the magnitude M of acceleration is defined by M=(ax2+ay2+az2)1/2, where ax, ay, and az is the acceleration along each of three orthogonal directions; (d) determining a power of the acceleration at each sampling point wherein the power P is defined by: P=(M−g)2, where g is acceleration due to gravity; and (e) in response to the power of the acceleration exceeding a preselected threshold, activating the receiver to receive signals from the satellite positioning system indicative of an updated current location of the device.
1388 | Device pairing taking into account at least one condition | Some embodiments of the present invention include pairing two wireless devices by placing at least one of two devices in a pairing mode; performing at least one pairing motion event with at least one of the wireless devices to satisfy at least one pairing condition; detecting satisfaction of the at least one pairing condition; and pairing the two wireless devices in response to detecting satisfaction of the at least one pairing condition. Numerous other aspects are provided. | 1. A method of pairing two wireless devices, the method comprising: executing a pairing application on one of two wireless devices to place the one wireless device in a pairing mode; physically moving at least one of the wireless devices to perform at least one pre-defined pairing motion event to satisfy at least one pairing condition; detecting satisfaction of the at least one pairing condition with an accelerometer or radio receiver of one of the two wireless devices; and establishing a communications link between the two wireless devices in response to detecting satisfaction of the at least one pairing condition.
1389 | Hyperelastic binder for printed, stretchable electronics | Disclosed are compositions, devices, systems and fabrication methods for stretchable composite materials and stretchable electronics devices. In some aspects, an elastic composite material for a stretchable electronics device includes a first material having a particular electrical, mechanical or optical property; and a multi-block copolymer configured to form a hyperelastic binder that creates contact between the first material and the multi-block copolymer, in which the elastic composite material is structured to stretch at least 500% in at least one direction of the material and to exhibit the particular electrical, mechanical or optical property imparted from the first material. In some aspects, the stretchable electronics device includes a stretchable battery, biofuel cell, sensor, supercapacitor or other device able to be mounted to skin, clothing or other surface of a user or object. | 1. A stretchable battery, comprising: a stretchable substrate including an elastic and electrically insulative material structured to conform to an outer surface of an object; a current conductor layer attached to the stretchable substrate, wherein the current conductor layer includes a first elastic composite material comprising a first electrical conductor and a multi-block copolymer configured to form a first hyperelastic binder that creates contacts between particles of the first electrical conductor within a network formed by the multi-block copolymer; an anode attached to the current conductor layer and arranged over the stretchable substrate, wherein the anode includes a second elastic composite material comprising a second electrical conductor and the multi-block copolymer configured to form a second hyperelastic binder that creates contacts between particles of the second electrical conductor within a network formed by the multi-block copolymer; and a cathode arranged over the stretchable substrate, wherein the cathode includes a third elastic composite material comprising a third electrical conductor and the multi-block copolymer configured to form a third hyperelastic binder that creates contacts between particles of the third electrical conductor within a network formed by the multi-block copolymer, wherein the stretchable battery is operable to store energy while undergoing stretching.
1390 | Transient electronic devices comprising inorganic or hybrid inorganic and organic substrates and encapsulates | The invention provides transient devices, including active and passive devices that physically, chemically and/or electrically transform upon application of at least one internal and/or external stimulus. Incorporation of degradable device components, degradable substrates and/or degradable encapsulating materials each having a programmable, controllable and/or selectable degradation rate provides a means of transforming the device. In some embodiments, for example, transient devices of the invention combine degradable high performance single crystalline inorganic materials with selectively removable substrates and/or encapsulants. | 1. A method of using a transient electronic device, said method comprising the steps of: providing the transient electronic device comprising: a substrate; one or more active or passive electronic device components supported by said substrate; wherein said active or passive electronic device components independently comprise a selectively transformable material; and an encapsulant layer at least partially encapsulating said one or more active or passive electronic device components; wherein said substrate, said encapsulant layer or both independently comprise a selectively removable inorganic material responsive to an external or internal stimulus; wherein at least partial removal of said substrate, said encapsulant layer or both in response to said external or internal stimulus initiates at least partial transformation of said one or more active or passive electronic device components providing a programmable transformation of the transient electronic device in response to said external or internal stimulus at a pre-selected time or at a pre-selected rate, wherein said programmable transformation provides a change in function of the transient electronic device from a first condition to a second condition; and exposing said transient electronic device to said external or internal stimulus resulting in said at least partial removal of said substrate or encapsulant layer to expose said one or more active or passive electronic device components to said external or internal stimulus, thereby providing said programmable transformation of the transient electronic device; wherein said removal of said substrate, said encapsulant layer or both in response to said internal or external stimulus occurs via a phase change, dissolution, hydrolysis, bioresorption, etching, corrosion, a photochemical reaction, an electrochemical reaction or any combination of these processes.
1391 | Electronic vaporiser system | An electronic cigarette vaporizer system operable in a ‘power’ mode to increase the amount of vapor produced by a vaporizer that forms part of the system, compared to normal, whilst monitoring the temperature of a heating element in the vaporizer to ensure that excessively high temperatures, associated with undesirable compounds in the vapor produced by the heating element, are not reached. The system includes a button or sensor that alters the operation of the heating element in such a way as to increase the vapor produced, compared to normal. | 1. An electronic cigarette vaporiser system operable in a ‘power’ mode to increase the amount of vapour produced by a vaporiser that forms part of the system, compared to normal, whilst monitoring the temperature of a heating element in the vaporiser to ensure that excessively high temperatures, associated with undesirable compounds in the vapour produced by the heating element, are not reached; in which the electronic vaporiser system includes (i) a user-replaceable, e-liquid cartridge that is attached to or integral with at least a part of the system, but is not user-refillable and includes no heating element and (ii) an e-liquid reservoir that is separate from the user-replaceable e-liquid cartridge; and (iii) an electric or electronic pump that is configured to withdraw e-liquid from the user-replaceable e-liquid cartridge and pump pressurised e-liquid to the e-liquid reservoir; and (iv) a heating element that is not in the user-replaceable e-liquid cartridge but is instead in, or in e-liquid communication with, the e-liquid reservoir.
1392 | Multi-functional table and table control system | A multi-functional table is provided. The multi-functional table includes at least one plate, at least one support part connected to the at least one plate and adjusting a height of each of the at least one plate, a communication part receiving user information from a user terminal, and a controller part controlling operations of the at least one support part in response to the user information which is received from the communication part. | 1. A multi-functional table comprising: at least two plates; at least two support parts, each of the at least two support parts connected to each of the at least two plates, respectively and adjusting a height of each of the at least two plates, independently; a communication part receiving user information from a user terminal; and a controller part controlling the height of each of the at least two plates in response to the user information, which is received from the communication part, wherein the at least two plates are configured to be separated from one another and to have the same or different height as the at least two support parts change the height of each of the at least two plates.
1393 | Apparatus and method of providing an interface to an electrically powered instrument | A first connector for a medical instrument has one or more first channels extending through a first surface, and terminating at respective ends. A second connector has opposing second channels for coupling with the first channels. A first power transfer element is mounted on the first connector, and defines a first cross-sectional shape that encompasses at least one of the one or more first channels and has a first central axis extending through the first surface. A second power transfer element on the second connector defines a second cross-sectional shape that encompasses at least one of the one or more second channels and has a second central axis extending through the second surface. The first power transfer element may instead be on a side surface of the first connector, and may couple with a paired element on a receptacle or extension of the second connector. | 1. An apparatus for providing a detachable data and power interface to an electrically powered medical instrument, the apparatus including: (a) a first connector; (b) a second connector adapted to interface with the first connector in an operating position; (c) two or more first channels adapted to carry at least an optically modulated data signal and fluid, the two or more first channels extending through a first surface of the first connector, each first channel terminating at a respective first channel end; (d) two or more second channels adapted to carry the at least the optically modulated data signal and the fluid, the two or more second channels extending through a second surface of the second connector, each second channel terminating at a respective second channel end, each respective second channel being aligned for coupling across a coupling region with one of the first channels when the first connector and second connector are interfaced in the operating position; (e) a first power transfer element mounted on the first connector, wherein the first power transfer element defines a first cross-sectional shape that encompasses at least one of the two or more first channels and has a first central axis extending through the first surface; (f) a second power transfer element mounted on the second connector, wherein the second power transfer element defines a second cross-sectional shape that encompasses at least one of the two or more second channels and has a second central axis extending through the second surface; and wherein the first power transfer element and the second power transfer element are aligned in a power transfer orientation when the first connector and second connector are interfaced in the operating position.
1394 | Encasement platform for smartdevice for attachment to endoscope | A case or encasement for use with a smartdevice, such as a smartphone or tablet and an endoscope is disclosed. The encasement includes a power supply, logic for controlling wireless communications, a light source, and other accessories, for use with an endoscope. In an embodiment, the encasement includes a power supply that may be used to charge a smartdevice, power a light source and a wireless communications module. Other embodiments include a mechanism for communicating between the smartdevice and the encasement to control the light source and any other accessories coupled to the encasement. | 1. An encasement to house a smartdevice with a camera, the encasement comprising: a case including a rear cover and a front cover, where in the rear cover and the front cover are configured such that the smartdevice with the camera is removably positionable therebetween; an endoscope mount with an endoscope clamp, wherein the endoscope mount is coupled to the rear cover; an encasement power supply disposed within the case; an encasement circuitry disposed within the case; a communications interface disposed within the case; a light source coupled to the rear cover; a magnetic coupler hosted via the light source; and an adaptor configured for coupling to an integrated light source cord of an endoscope, wherein the adaptor is configured to couple the magnetic coupler to the integrated light source cord, wherein the light source is configured to output a light to the endoscope through the integrated light source cord, wherein the endoscope clamp is configured to engage an eyepiece of an endoscope such that the eyepiece aligns with the camera when the smartdevice with the camera is positioned between the rear cover and the front cover and such that an image viewed through the eyepiece is magnified and displayed on the smartdevice with the camera when the smartdevice with the camera is positioned between the rear cover and the front cover.
1395 | Personal safety and security mobile application responsive to changes in heart rate | A software app for a mobile device is disclosed for alerting a custodian of a person to be protected of an emergency situation involving the person to be protected. The app includes software instructions for carrying out a method including: establishing a range of normal heart rates for the person using a heart rate monitor; detecting a heart rate for the person that is outside of the established range; activating at least one of a camera, a microphone, an accelerometer, and a location indicator on the mobile device carried by the person; establishing a wireless data connection between the mobile device and a communication network; and transmitting data to the custodian from the activated camera, microphone, accelerometer, or location indicator via the communication network. The app can notify a custodian of a medical or safety emergency as it is happening, giving that custodian the ability to immediately notify emergency personnel. | 1. A mobile device carried by a person to be protected, the mobile device comprising: at least one of a camera, a microphone, an accelerometer, and a location indicator; a memory device encoded with computer executable instructions for alerting a custodian of the person to be protected in an emergency situation involving the person; and a processor configured to execute the computer executable instructions, which cause the processor to: synchronize with a monitoring mobile device for communication therebetween; establish a range of normal heart rates for the person using a heart rate monitor; detect an abnormal heart rate for the person that is outside the range of normal heart rates for the person; in response to detecting an abnormal heart rate, activate the least one of the camera, the microphone, the accelerometer, and the location indicator; establish a wireless data connection between the mobile device and a communication network; and automatically transmit data from the activated at least one of the camera, the microphone, the accelerometer, and the location indicator, via the communication network, to the monitoring mobile device.
1396 | PDMS-based stretchable multi-electrode and chemotrode array for epidural and subdural neuronal recording, electrical stimulation and drug delivery | An implantable device for the electrical and/or pharmaceutical stimulation of the central nervous system, especially the spinal cord, is suggested. The device comprises a conformable substrate which is primarily composed of a flexible and stretchable polymer, and a plurality of flexible electrodes and conductive leads embedded in the conformable substrate. Not only the substrate, but also the leads are stretchable. The substrate may consist of PDMS, and the leads may consist of a conductive PDMS, in particular, PDMS with an electrically conductive filler material, and may optionally be metal-coated. The device defines a multi-electrode array which may be employed for neurostimulation in the epidural or subdural space of an animal or human. | 1. An implantable device for electrical and pharmaceutical stimulation of a central nervous system which is configured and arranged for implantation in an animal or human in an epidural or subdural space of a spinal cord, comprising: a conformable substrate which is primarily composed of a flexible and stretchable polymer; a plurality of flexible and stretchable electrodes and stretchable conductive leads embedded in the conformable substrate; and microfluidic channels that are embedded in the conformable substrate, wherein the electrical and pharmaceutical stimulation is applied to the spinal cord, epidurally or subdurally, wherein the stretchable conductive leads are essentially made of a polymer matrix with an electrically conductive filler material, wherein the filler material is at least one of Ag, Au, Cu, Pt, Ir, Al, Fe, Cr, Ni, C, In, Sn, and Ti; and wherein the filler material is present in fibrous, particle, or nanotube form, further configured such that pharmaceuticals to the epidural or subdural space can be delivered through the microfluidic channels.
1397 | Wearable apparatus for patient tracking | An apparatus for tracking patients utilizes a wristband with integrated radio frequency circuits (RFIC). The wristband may further incorporate an antenna on a flex PCB. The wristband may also be disposable and comprising means for replacing the RFIC. | 1. An apparatus for tracking patients comprising: a PCB substrate, which is at least partially flexible, of a set length, further comprising: a low power wireless transceiver and microcontroller that is adapted to communicate with a network; a pushbutton; a battery; and circuitry to couple the same; a wearable band made of flexible material, further comprising of: an opening and enclosure that is at least as long as the set length of the PCB substrate; the PCB substrate formed for insertion into the opening of the wearable band and formed to secure inside the enclosure; the flexible material formed to enable the pushbutton on the PCB substrate to be pressed while secured inside the enclosure; and the wearable band configured to securely fasten to a patient.
1398 | Via and trench filling using injection molded soldering | A method includes forming one or more vias in a substrate, forming at least one liner on at least one sidewall of at least one of the vias, and filling said at least one via with solder material using injection molded soldering. The at least one liner may comprise a solder adhesion layer, a barrier layer, or a combination of a barrier layer and a solder adhesion layer. | 1. A method comprising: forming one or more vias in a substrate; forming at least one liner on at least one sidewall of at least one of the vias, said at least one liner comprising a solder adhesion layer; forming a metal layer on the solder adhesion layer; filling said at least one via with solder material using injection molded soldering; and thermally annealing the filled via to form an intermetallic compound from the solder material and at least a portion of the metal layer; wherein the liner and the metal layer are formed with a total thickness in the range of one-half to three-quarters of a diameter of said at least one via; wherein the at least one via is formed with a height to width ratio of five to one or greater; wherein forming the one or more vias comprises forming at least a first via having a first thickness and forming at least a second via having a second thickness different than the first thickness; wherein forming said at least one liner comprises forming at least a first liner comprising the solder adhesion layer on at least one sidewall of the first via and forming at least a second liner comprising the solder adhesion layer on at least one sidewall of the second via; wherein the first liner and the second liner have a same thickness; and wherein the metal layer comprises a first metal coated with a second metal, the first metal comprising nickel, and the second metal comprising gold.
1399 | In-home patient-focused rehabilitation system | Described is a system for patient-specific rehabilitation that can be performed outside a clinic. The system monitors a patient in real-time to generate a quantitative assessment of a physical state and a motivational state of the patient using sensor data obtained from sensors. Predictions related to the patient are generated utilizing patient-specific biomechanical and neurocognitive models implemented with predictive simulations. Video feed of the patient is registered with sensor data and a set of simulation data. Rehabilitation guidance instructions are conveyed to the patient through dialog-based interactions. | 1. A system for patient user-specific rehabilitation, the system comprising: one or more processors and a non-transitory computer-readable medium having executable instructions encoded thereon such that when executed, the one or more processors perform operations of: monitoring, using a Mobile Patient Monitor (MPM), sensor data obtained from a plurality of sensors in real-time to generate a quantitative assessment of a physical state and a motivational state of a user; generating, using a Virtual Patient (VP) unit, predictions related to the user utilizing user-specific biomechanical and neurocognitive models implemented with predictive simulations; generating rehabilitation guidance using a Virtual Coach (VC) unit through real-time communication with the VP unit; registering, using an Augmented Reality (AR) unit, video feed of the user with sensor data from the MPM and a set of simulation data from the VP unit; and conveying rehabilitation guidance instructions to the user through dialog-based user-VC interactions; and a lightweight exoskeleton worn by the user configured to convey real-time rehabilitation guidance to the user.
1400 | Robotically-controller motorized surgical tool with an end effector | A surgical tool for use with a robotic system is disclosed. The surgical tool comprises a housing, a shaft extending distally from the housing, an end effector extending distally from the shaft, a motor configured to generate at least one rotational motion, a modular adapter coupled to the housing and the robotic system, and a motion conversion assembly. The end effector comprises a circular stapler configured to support an interchangeable staple cartridge. The motor comprises at least two windings. The modular adapter comprises at least three rotary shaft interfaces. The at least three rotary shaft interfaces are configured to actuate a closing motion and a firing motion of the circular stapler. The motion conversion assembly is operably coupled to the motor and the circular stapler. The motion conversion assembly is configured to convert the at least one rotational motion to at least one axial motion. | 1. A surgical tool for use with a robotic system, the surgical tool comprising: a housing; a shaft extending distally from the housing; an end effector extending distally from the shaft, the end effector comprising a circular stapler configured to support an interchangeable staple cartridge; a motor configured to generate at least one rotational motion, wherein the motor comprises at least two windings; a modular adapter coupled to the housing and the robotic system, wherein the modular adapter comprises at least three rotary shaft interfaces, wherein the at least three rotary shaft interfaces are configured to actuate a closing motion and a firing motion of the circular stapler; and a motion conversion assembly operably coupled to the motor and the circular stapler, wherein the motion conversion assembly is configured to convert the at least one rotational motion to at least one axial motion.
1401 | Adaptive laser system for ophthalmic surgery | An adaptive laser system for ophthalmic use is provided. In another aspect, a relatively inexpensive laser is employed. In another aspect of the present system, non-linear optical imaging uses multiphoton fluorescences and/or second harmonic generation, to create three-dimensional mapping of a portion of the eye in combination with automated feedback to assist with a surgical operation. In a further aspect of the present system, the patient interface uses laser induced markings or indicia to aid in focusing and/or calibration. Still another aspect employs temporal focusing of the laser beam pulse. | 1. An ophthalmic surgical laser system comprising: an ophthalmic laser emitting at least one unamplified laser pulse, each having a duration less than 150 fs with an output less than 2 μJ and a repetition rate greater than 0.5 MHz, the ophthalmic laser being one of: a direct diode pumped laser, and a Yb doped gain medium laser; at least one optic changing a characteristic of the pulse between the ophthalmic laser and a target focal point; the at least one optic further comprising at least one of: (a) a pulse shaper which assists in correcting nonlinear spectral phase distortions in the pulse to reduce undesired bubbles otherwise created by surgical ophthalmical use of the pulse; and (b) a diffraction optic for diffracting colors in the pulse, a collimating optic for collimating the colors in the pulse and a focusing optic focusing the colors in the pulse at the target focal point at a desired spectral focusing depth; a programmable controller; a detector connected to the programmable controller; the at least one laser pulse scanning across a portion of an eye by a scanner and the detector collecting a nonlinear optical signal based on the laser pulse scan; and the laser, detector and controller causing nonlinear optical imaging of the portion of the eye, instead of using optical coherent tomography, to create a three dimensional map to assist in guiding subsequent eye surgery tailored to the that specific eye using subsequent laser pulses.
1402 | Electronic device for a deaf person | An electronic device for a deaf person is provided. The device includes sound sensors arranged at different positions of the electronic device, and configured for sensing an external sound and converting the sensed external sound into sound signals; a processor connected to the sound sensors, and configured for generating a prompt signal when any sound parameters of the sound signals transmitted by the sound sensors meets a prompt condition; a vibrator connected to the processor, and configured for vibrating upon receiving the prompt signals; a first comparator connected to the processor, and configured for, in response of receiving the prompt signal, determining a sound sensor corresponding to a sound signal with a highest intensity, and generating orientation information corresponding to the sound sensor that corresponds to the sound signal with the highest intensity; and an indicator connected to the first comparator, and configured for indicating the orientation information. | 1. An electronic device for a deaf person, comprising: a plurality of sound sensors arranged at different positions of the electronic device, and configured for sensing an external sound and converting the sensed external sound into sound signals; a processor connected to the sound sensors, and configured for generating a prompt signal in a case that any one of sound parameters of the sound signals transmitted by the sound sensors meets a prompt condition; a vibrator connected to the processor, and configured for vibrating upon receiving the prompt signal; a first comparator connected to the processor, and configured for, in response of receiving the prompt signal, determining a sound sensor that corresponds to a sound signal with a highest intensity by comparing intensities of the sound signals transmitted from the sound sensors, and generating orientation information corresponding to the sound sensor that corresponds to the sound signal with the highest intensity; and an indicator connected to the first comparator, and configured for indicating the orientation information as where the sound signal comes from is provided to the deaf person.
1403 | Wireless detectable diaper and monitoring equipment thereof | A wireless detectable diaper contains: a body and a shiftable-frequency RFID tag. The body includes a water-permeable lining layer, a waterproof layer, and an absorption layer. The RFID tag includes a chip and an antenna, wherein the antenna has a main part and an extending part, the extending part is arranged on a water-absorbing substrate, the extending part and the substrate contact with the absorption layer and are arranged on a wetting position of the body, and the main part and the chip are arranged on a non-wetting position of the body. When the body is not wet, a first frequency reading section of the antenna departs from a second frequency reading section of the monitoring equipment. The substrate absorbs urine or water in the absorption layer and is soaked by the urine or the water, such that a dielectric coefficient of the substrate is changed. | 1. A wireless detectable diaper sending a radio signal which being read by monitoring equipment, and the wireless detectable diaper comprising: a body and a shiftable-frequency Radio-frequency identification (RFID) tag, and the body including a water-permeable lining layer, a waterproof layer, and an absorption layer defined between the lining layer and the waterproof layer and configured to absorb urine or water; the RFID tag being a passive ultra-high frequency (UHF) RFID tag and including a chip and an antenna electrically connected with the chip, wherein the antenna has a main part and an extending part, the extending part is arranged on a water-absorbing substrate, the extending part and the substrate contact with the absorption layer of the body, the extending part and the substrate are arranged on a wetting position of the body, and the main part and the chip are arranged on a non-wetting position of the body; wherein when the body is not wet, a first frequency reading section of the antenna departs from a second frequency reading section of the monitoring equipment; wherein when the substrate absorbs the urine or the water in the absorption layer and is soaked by the urine or the water, a dielectric coefficient of the substrate is changed, and frequency deviates to the second frequency reading section of the monitoring equipment from the first frequency reading section of the antenna.
1404 | System and method to assist users having reduced visual capability utilizing lighting device provided information | A lighting device obtains data related to objects and boundaries in an area in the vicinity of the lighting device, and a user wearable device provides a display (e.g. an augmented reality display based on the data related to the objects and the area boundaries) for a user/wearer. The lighting device includes a mapping sensor that collects data related to the objects and boundaries in the area. The user wearable device includes a camera or other optical sensor and wireless communication capability. The user wearable device is provided with mapping data that is presented on a display of the user wearable device. The communications and display capabilities allow the user wearable device to obtain room mapping information related to area in the vicinity of the lighting device in order to provide navigational assistance to a visually impaired person in the area. | 1. A system, comprising: a data storage containing mapping data of an area of a premises; a lighting device configured to be installed in the area of the premises, the lighting device including: a lighting device processor, a wireless communication transceiver, a light source, and a memory that stores programming instructions, wherein: the lighting device processor is coupled to the wireless communication transceiver, the memory, and the light source, execution of the programming instructions stored in the memory configures the lighting device processor to control operations of the lighting device and perform functions, including a function to: in response to a communication from a user device, deliver mapping data for the area of the premises in which the lighting device is located to the user device; the system further includes the user device, the user device includes a display, and the user device is configured to use the mapping data to overlay a visual indicator on an unobstructed pathway, on a view of at least a portion of the area presented on the display, as the user device moves within the area.
1405 | Wireless diagnostic system for indirect flow measurement in artificial heart pumps | Systems, apparatuses, and methods are disclosed for optimizing management of one or more implanted artificial heart pumps. An example method includes wirelessly retrieving, via one or more portable diagnostic devices, data regarding the one or more implanted artificial heart pumps. The example method further includes analyzing, by a server device, performance characteristics of the one or more implanted artificial heart pumps based on the retrieved data. The example method further includes causing rendering of the performance characteristics. Corresponding apparatuses and computer program products are contemplated. | 1. A portable diagnostic device for optimizing management of an implanted artificial heart pump that indirectly measures flow, the portable diagnostic device comprising: a connector port configured to directly physically attach the portable diagnostic device to an external heart pump controller that is incapable of wireless data transmission, wherein the external heart pump controller is connected to the implanted artificial heart pump, and wherein the physical attachment facilitates transmission of data between the external heart pump controller and the portable diagnostic device; and a wireless transmitter configured to transmit data between the portable diagnostic device and a server device to facilitate display of performance characteristics regarding the implanted artificial heart pump.
1406 | Electronic vaporiser system | An e-liquid cartridge designed to provide e-liquid for an electronic cigarette vaporizer system, the cartridge including a chip that stores and outputs (i) a unique identity for the cartridge and/or (ii) data defining the e-liquid stored in the cartridge, and the cartridge being adapted to be inserted into or form an integral part of the electronic vaporizer system. The data stored and output by the chip defines one or more of: flavor, nicotine strength, manufacturing batch number, date of manufacture, date of filling, tax data, quantity of e-liquid stored in the cartridge. | 1. An e-liquid cartridge designed to provide e-liquid for an electronic cigarette vaporiser system, the cartridge including a chip that stores and outputs (i) a unique identity for the cartridge and (ii) data defining the e-liquid stored in the cartridge, and the cartridge being adapted to be inserted into or form an integral part of the electronic vaporiser system, in which the unique identity and the data defining the e-liquid stored in the cartridge is processed by a processor in a device into which the cartridge is inserted or attached, in which the processor in the device reads out from the chip the quantity of e-liquid remaining in, or provided by, the cartridge and compares that with its stored data for the quantity of e-liquid remaining in, or provided by, that cartridge and prevents use of that cartridge if the quantity of e-liquid remaining in, or provided by, the cartridge, as declared by the chip, exceeds the stored data for that cartridge, to make unauthorized re-filling of the cartridge pointless.
1407 | Anti-alphavbeta1 integrin compounds and methods | Provided herein, inter alia, are methods and compositions for inhibiting αvβ1 integrin and for treating fibrosis. | 1. A compound, or a salt thereof, having the formula: wherein, Ring A is cycloalkyl, heterocycloalkyl, aryl, or heteroaryl; L1is a bond; L2is unsubstituted methylene; L3is substituted or unsubstituted C1-C10 alkylene, substituted or unsubstituted 2 to 10 membered heteroalkylene, substituted or unsubstituted C3-C6 cycloalkylene, or substituted or unsubstituted alkylarylene; X is a bond, —C—, —C—C—, —C═C—, —C—C—C—, —C═C—C—, —C—C═C—, —O—C—, —C—O—, —C—O—C, —S—C—, —C—S—, —C—S—C—; Y is a —C(O)N(R4)—, substituted or unsubstituted arylene, or substituted or unsubstituted heteroarylene; R1is independently hydrogen, halogen, oxo, —N3, —CF3, —CCl3, —CBr3, —CI3, —CN, —CHO, —OH, —NH2, —COOH, —CONH2, —NO2, —SH, —SO2, —SO2Cl, —SO2CH3—SO3H, —OSO3H, —SO2NH2, —NHNH2, —ONH2, —NHC(O)NHNH2, substituted or unsubstituted alkyl, substituted or unsubstituted heteroalkyl, substituted or unsubstituted cycloalkyl, substituted or unsubstituted heterocycloalkyl, substituted or unsubstituted aryl, substituted or unsubstituted heteroaryl, or a detectable moiety; R2is independently hydrogen, halogen, —N3, —CF3, —CCl3, —CBr3, —CI3, —CN, —CHO, —OH, —NH2, —COOH, —CONH2, —NO2, —SH, —SO2, —SO2Cl, —SO2CH3—SO3H, —OSO3H, —SO2NH2, —NHNH2, —ONH2, —NHC(O)NHNH2, substituted or unsubstituted alkyl, substituted or unsubstituted heteroalkyl, substituted or unsubstituted cycloalkyl, substituted or unsubstituted heterocycloalkyl, substituted or unsubstituted aryl, substituted or unsubstituted heteroaryl, or a detectable moiety, or wherein if z2 an integer of 2 to 5, two R2substituents attached to adjacent ring carbons are optionally joined to form a substituted or unsubstituted aryl or substituted or unsubstituted heteroaryl; R3Ais hydrogen, —C(NH)NH2, —C(NH)R3D, —C(NR3C)NH2, —C(NR3C)R3D, —C(NCN)NH2, NH, NH2, —C(NH)NHR3D, —C(NR3C)NHR3D, —C(NCN)NHR3D, substituted or unsubstituted cycloalkyl, substituted or unsubstituted heterocycloalkyl, substituted or unsubstituted aryl, substituted or unsubstituted heteroaryl; R3Bis —C(NH)NH2, —C(NH)R3D, —C(NR3C)NH2, —C(NR3C)R3D, —C(NCN)NH2, NH, NH2, —C(NH)NHR3D, —C(NR3C)NHR3D, —C(NCN)NHR3D, substituted or unsubstituted cycloalkyl, substituted or unsubstituted heterocycloalkyl, substituted or unsubstituted aryl, substituted or unsubstituted heteroaryl; R3Aand R3Bare optionally joined to form a substituted or unsubstituted heterocycloalkyl or substituted or unsubstituted heteroaryl; R3Cand R3Dare independently hydrogen, halogen, oxo, —N3, —CF3, —CCl3, —CBr3, —CI3, —CN, —CHO, —OH, —NH2, —COOH, —CONH2, —NO2, —SH, —SO2, —SO2Cl, —SO2CH3—SO3H, —SO4H, —SO2NH2, —NHNH2, —ONH2, —NHC(O)NHNH2, substituted or unsubstituted alkyl, substituted or unsubstituted heteroalkyl, substituted or unsubstituted cycloalkyl, substituted or unsubstituted heterocycloalkyl, substituted or unsubstituted aryl, or substituted or unsubstituted heteroaryl; R4is independently hydrogen or unsubstituted C1-C5 alkyl; z1 is an integer from 1 to 9; and z2 is an integer from 1 to 5.
1408 | Multi-site sensing accessory, multi-site sensing device, and multi-site sensing system | The present disclosure relates to an optical sensing accessory, an optical sensing device, and an optical sensing system. An optical sensing accessory, an optical sensing device, or an optical sensing system comprises a plurality of optical sensor modules and other electronic modules to achieve multi-site measurement. An optical sensor module comprises a light source, a photodetector, and a substrate. The light source is configured to convert electric power into radiant energy and emit light to an object surface. The photodetector is configured to receive the light from an object surface and convert radiant energy into electrical current or voltage. An optical sensing accessory, an optical sensing device, or an optical sensing system and comprise the optical sensor module and other electronic modules to have further applications. | 1. A multi-site sensing device, comprising: a bi-directional sensor module having two contact surfaces, a top surface of an encapsulant of the bi-directional sensor module forming two inclined planes; a microprocessor electrically connected to the bi-directional sensor module; a memory electrically connected to the microprocessor; a power supply electrically connected to the microprocessor and the memory; and a housing containing the microprocessor, the memory and the power supply; wherein the housing comprises two transparent openings, one of the transparent openings is disposed on an internal side of the housing, another of the transparent openings is disposed on an external side of the housing, the transparent openings are so arranged that one of the contact surfaces of the bi-directional sensor module faces the internal side of the housing and another of the contact surfaces of the bi-directional sensor module faces the external side of the housing, and the external side of the housing is a clock face of a wearable watch, and the internal side of the housing is a case back of the wearable watch.
1409 | Isolated active cooling system for noise management | A computer device may include one or more electronic components located in a passive cooling zone. A wall divides the passive cooling zone from an active cooling zone and acoustically isolating the active cooling zone from the passive cooling zone. A heat sink attached to at least one of the one or more electronic may extend from the passive cooling zone to the active cooling zone through the wall. At least one noise emitting component may be located in the active zone. A method of controlling noise in the computer device may include determining, by a processor of the computer device located in the passive cooling zone, a noise frequency of a noise emitting component located within an active cooling zone of the computer device. The processor may control a speaker within the active cooling zone to emit anti-noise cancelling the noise frequency. | 1. A computer device, comprising: one or more electronic components located in a passive cooling zone; a wall dividing the passive cooling zone from an active cooling zone and acoustically isolating the active cooling zone from the passive cooling zone, wherein the wall substantially prevents airflow between the active cooling zone and the passive cooling zone; a heat sink attached to at least one of the one or more electronic components, the heat sink extending from the passive cooling zone to the active cooling zone through the wall; and at least one noise emitting component located in the active cooling zone, wherein the active cooling zone includes static noise filtering shapes configured to filter a known frequency of noise produced by the at least one noise emitting component.
1410 | Biological information monitoring system | A biological information monitoring system includes: a first monitoring device which includes a first displaying section and a first connector; a second monitoring device which includes a second connector; and a cable. The second monitoring device includes: a signal receiving section configured to receive a measurement signal related to biological information; and a second displaying section on which information corresponding to the measurement signal is displayed. When communication between the first and second connectors via the cable is established, the second displaying section is set to a non-display state, and the information corresponding to the measurement signal is displayed on the first displaying section. | 1. A biological information monitoring system comprising: a first monitoring device which includes a first displaying section and a first connector; a second monitoring device which includes a second connector; a cable; and an interface unit which includes a supporting portion including a third connector that is detachably connected to the second connector, the interface unit being connected to the cable, wherein the second monitoring device includes: a controller; a notifying section configured to perform a notification with an alarm: a signal receiving section configured to receive a measurement signal related to biological information; and a second displaying section on which information corresponding to the measurement signal is displayed, when the controller detects that communication between the first and second connectors via the cable is started, the controller determines whether the first monitoring device has been activated or not, when the controller determines that the first monitoring device has been activated, the second displaying section is automatically set to a non-display state, and the information corresponding to the measurement signal is displayed on the first displaying section, when the second monitoring device is docked on the supporting portion, the second connector is connected to the third connector, the cable connected to the interface unit is directly connected to the first connector, and the communication between the first and second connectors via the cable is established, when the controller detects that communication between the first and second connectors via the cable is started but determines that the first monitoring device has not been activated, the notifying section performs the notification with the alarm before setting the second displaying section to the non-display state, and when the communication between the first and second connectors is released, the notification with the alarm is canceled.
1411 | Mobile computing weight, diet, nutrition, and exercise management system with enhanced feedback and goal achieving functionality | An illustrative mobile computing device executing weight, nutrition, health, behavior and exercise application software serves as a simulated combination personal trainer and dietician/nutritionist for the user using comprehensive databases storing personalized health, nutrition and exercise information. A mobile computing device, such as a smartphone, executing such software monitors, tracks and/or adjusts caloric intake, energy expenditure taking into account nutritional information and behavioral factors. The mobile computing device receives food consumption, exercise-related, behavior and other input using speech input and the device's GPS subsystem to ease data entry burden on users and to promote continued long-term usage. The system rewards user goal achievement in an automatic, seamless manner, through, for example, downloading music, books, or other media. In illustrative implementations, the system assists users to make healthy food and exercise choices by using a comprehensive color code system to identify good choices, bad choices and those in between. | 1. A method of operating a mobile weight and exercise tracking computing system, having a processing subsystem, a storage subsystem, and a touchscreen display, for enhancing user goal achievement comprising: storing, in said storage subsystem, health information about a user, including a first weight loss-related goal for a first time window spanning a relatively short period of time, and a second weight loss-related goal for a second time window spanning a relatively longer period of time than that of said first time window; acquiring, via said touchscreen display, data indicative of a first food of a first set of foods constituting a first meal consumed by said user during said first time window in response to said user identifying said first food; generating, by said processing subsystem, data indicative of the calories consumed by said user as a result of eating said first food and said first meal; acquiring data, via said touchscreen display, indicative of an exercise performed during said first time window, in response to said user identifying a first exercise; determining, by said processing subsystem, the calories burned by said user as a result of performing said first exercise; determining, by said processing subsystem, the amount of calories that may be consumed by said user during a second meal expected to occur within said first time window in order to meet said first weight loss-related goal, based upon the current calorie total during said first time window, including calories consumed by said user as a result of eating said first meal and the calories burned by said user as a result of performing exercise during said first time window including said first exercise; and displaying, via said touchscreen display, the amount of calories that may be consumed by said user during said second meal in order to meet said first weight loss-related goal.
1412 | Scanning obstacle sensor for the visually impaired | Various arrangements for avoiding obstacles for a visually-impaired pedestrian are presented. An m by n matrix of distance measurements may be created using a scanning time of flight (ToF) sensor component for various different directions. The m by n matrix of distance measurements and the m by n direction matrix may be analyzed to identify a first obstacle having a vertical height that differs by at least a predefined threshold measurement from a neighboring second region. Based on identifying the first obstacle, an indication of the first obstacle and an indication of the distance to the first obstacle determined using the m by n matrix of distance indications may be output. | 1. A visually-impaired pedestrian multi-axis obstacle sensing system, comprising: a scanning time of flight (ToF) sensor component that determines a distance from the scanning ToF sensor component to a nearest object for an m by n direction matrix, wherein m is greater than 1 and n is greater than 1; a processor, in communication with the scanning ToF sensor component, that accesses an m by n matrix of distance indications, wherein each distance indication of them by n matrix of distance indications corresponds to a direction of them by n matrix of directions, wherein the processor is configured to: analyze the m by n matrix of distance indications and the m by n direction matrix to identify an obstacle having a vertical height that differs by at least a predefined threshold measurement from a region; and based on identifying the obstacle, output an indication of the obstacle and an indication of the distance for the obstacle determined from the m by n matrix of distance indications to an output component; and an output device in communication with the processor that receives the indication of the obstacle and the indication of the distance to the region and provides an output indicative of at least a direction to the obstacle and the distance to the obstacle.
1413 | Navigation system | The technology disclosed herein includes a navigation system for a visually impaired person. The navigation system may include a plurality of fixtures, a plurality of installations, wherein each installation is electronically connected to a fixture, and an electronic device, the electronic device configured to receive auditory or tactile signals from each installation and produce a signal indicative of a fixture location. | 1. A system for navigation, comprising: a plurality of fixtures; a plurality of installations, wherein each installation is electronically connected to a fixture, wherein at least one installation is configured to determine an occupancy status of a fixture; and an electronic device, the electronic device configured to receive signals from each installation and produce a signal indicative of a fixture location.
1414 | Apparatus for simulating insertion of an elongated instrument into a structure and medical insertion simulator | The present disclosure relates to an apparatus for simulating insertion of an elongated instrument attached to a tether into a structure. The apparatus comprises a casing having an aperture for receiving a distal end of the tether therethrough. The apparatus has a pulley having an outer tether receiving groove on a peripheral portion and an anchoring element therein for anchoring the distal end of the tether, the pulley rotating according to a longitudinal translation of the tether relatively to the casing. The apparatus has a sensing arrangement for sensing an angular position of the pulley representative of a relative longitudinal position of the elongated instrument. The apparatus has a feedback force actuator for applying an adjustable resistive force to a rotation of the pulley according to the sensed angular position and resistance characteristics of the structure. The present disclosure also relates to a medical insertion simulator comprising such an apparatus. | 1. An apparatus for simulating insertion of an elongated instrument attached to a tether into a structure, the apparatus comprising: a casing having an aperture for receiving the tether therethrough; a pulley having an outer tether receiving groove on a peripheral portion thereof and an anchoring element therein for anchoring a distal end of the tether extending through the aperture of the casing, the pulley being rotatably mounted in the casing for rotating in response to a pulling movement of the tether by a user, the pulley having the shape of a disk in which a radial portion has been removed to provide two opposed radial surfaces, the anchoring element being located at one of the two opposed radial surfaces; a sensing arrangement for sensing an angular position of the pulley representative of a relative longitudinal position of the elongated instrument attached to the tether in the structure; and a feedback force actuator connected to an axle of the pulley for applying an adjustable resistive force to a rotation of the pulley according to the sensed angular position of the pulley, wherein the pulley and the feedback force actuator are mounted on a carriage longitudinally slidable in the casing and the feedback force actuator further applies resistive force to a translation of the carriage.
1415 | Systems, apparatuses and methods for adaptive noise reduction | An apparatus includes a sensor module configured for receiving sensed information indicative of a sensed signal. The sensed signal includes a source signal component and a source noise component. The apparatus also includes a reference module configured for reference information indicative of a reference signal. The reference signal also includes a reference noise component. The apparatus also includes a filter module configured as a fixed lag Kalman smoother. The filter module is configured for adaptively filtering the reference signal to generate an estimate of the source noise component. The apparatus also includes a processing module configured for calculating an output signal based on the sensed signal and the estimate of the source noise component. The apparatus also includes an interface module configured for transmitting an indication of the output signal. The filter module is further configured for, based on the output signal, tuning the Kalman smoother. | 1. An apparatus, comprising: a sensor module configured for receiving sensed information indicative of a sensed signal, the sensed signal including a source signal component and a source noise component; a reference module configured for receiving reference information indicative of a reference signal, the reference signal including a reference noise component, the reference noise component associated with the source noise component; a filter module configured as a fixed lag Kalman smoother, the filter module configured for adaptively filtering the reference signal to generate an estimate of the source noise component, including: setting the observation data to be the same as the source signal; setting the observation matrix to be the same as the reference signal; and setting the oblivion coefficient to be about one; a processing module configured for calculating an output signal associated with the source signal component, the output signal based on the sensed signal and the estimate of the source noise component; and an interface module configured for transmitting an indication of the output signal, the filter module further configured for: based on the output signal, tuning at least one of the following aspects of the Kalman smoother: the state noise covariance; the oblivion coefficient; and an order of the Kalman smoother; and introducing a delay of half the order of the Kalman smoother between the source signal and the output signal, and between the reference signal and the output signal.
1416 | Monitoring method and apparatus for surgical laser fibers | A method and apparatus for detecting excess absorption of therapeutic radiation at a bend in a fiber, and the possibility of imminent fiber failure, by monitoring stimulated radiation emission by phosphors in a coating of the fiber, the stimulated emission being caused by leakage of an aiming beam through the cladding into the coating. To accomplish the detection, a conventional monitoring method and equipment are modified to detect the absence of, or an interruption in, the stimulated emission, which is caused by separation of the coating from the cladding in the area of the bend as a result of the excess absorption. | 1. A method of detecting imminent fiber failure resulting from over-absorption of therapeutic laser radiation at a bend in a fiber, comprising the steps of: carrying out a therapeutic laser procedure by causing therapeutic laser radiation to be delivered from a proximal end of the fiber to a distal end; causing an aiming beam to be delivered through the fiber from the proximal end to the distal end; monitoring for increases in stimulated emission by phosphors in a coating of the fiber; when a fiber is bent, monitoring for interruptions in stimulated emission by phosphors in a coating of the fiber; and when an interruption of the stimulated emission is detected, providing an indication that over-absorption is occurring and that failure of the fiber may be imminent.
1417 | Smart cartridge wake up operation and data retention | An electronic system for a surgical instrument is disclosed. The electronic system comprises a main power supply circuit configured to supply electrical power to a microprocessor, a supplementary power supply circuit configured to supply electrical power to a sensor, and an over current/voltage protection circuit coupled between the main power supply circuit and the supplementary power supply circuit. The over current/voltage protection circuit comprises a current limit switch. The current limit switch comprises a current resistor coupled to an amplifier, wherein, when the amplifier detects a surge current above a predetermined threshold, the amplifier activates a circuit breaker to interrupt the surge current, and wherein when the surge current is remedied, the supplementary power supply circuit rejoins the main power supply circuit and is configured to supply power to the sensor. | 1. An electronic system for a surgical instrument, the electronic system comprising: a main power supply circuit configured to supply electrical power to a microprocessor; a supplementary power supply circuit configured to supply electrical power to a sensor via electrical conductors, wherein the supplementary power supply circuit comprises a pair of transistors configured to control the electrical power supply to the sensor; and a short circuit protection circuit coupled between the main power supply circuit and the supplementary power supply circuit; wherein the supplementary power supply circuit is configured to isolate itself from the main power supply circuit when the supplementary power supply circuit detects a short circuit condition at the sensor; and wherein the supplementary power supply circuit is configured to rejoin the main power supply circuit and supply power to the sensor, when the short circuit condition is remedied, and wherein the short circuit protection circuit is configured to lockout the firing of the surgical instrument when a short circuit event is indicated.
1418 | ADC with capacitive difference circuit and digital sigma-delta feedback | A low power high precision mixed signal analog to digital converter is provided for processing biometric signals in the presence of a large interferer signal for cableless patient monitoring; a capacitive difference circuit produces an analog difference signal by differencing an analog feedback loop signal and an input signal; an analog-to-digital converter sigma delta converter produces a digital version of the difference signal, a digital feedback loop includes a digital integrator and a capacitive digital-to-analog converter configured to produce the analog loop feedback signal based upon the digital version of the difference. | 1. A low power analog-to-digital converter system comprising: a capacitive difference circuit, coupled to receive an analog input signal and to receive an analog loop feedback signal, and to output an analog difference signal representing a difference between the analog input signal and the analog loop feedback signal; a capacitive difference amplifier circuit configured to amplify the analog difference signal in proportion to a ratio of a first capacitance of the capacitive difference circuit and a second capacitance of the capacitive difference circuit to provide an amplified analog difference signal; a sigma-delta analog-to-digital converter (SD-ADC) coupled to produce a digital output signal based upon the amplified analog difference signal; a digital integrator circuit, coupled to receive the digital output signal and to provide a digital integration signal; and a capacitive digital-to-analog converter (DAC) coupled to produce the analog loop feedback signal based upon the digital output signal.
1419 | Wearable device authentication | A wearable device is used to authenticate a user into a user account at a user device of the user. In particular, the wearable device may include a sensor configured to detect a body chemistry of the user. The wearable device may send a signal, such as a short range wireless signal, Bluetooth Low Energy or the like, to the user device to communicate the detected body chemistry to the user device. The user device may authenticate the user based on the body chemistry condition detected at the wearable device. In an embodiment, the wearable device may include an olfactory sensor configured to detect certain smell or scent of the user. | 1. A system comprising: a non-transitory memory; and one or more hardware processors coupled to the non-transitory memory and configured to read machine-executable instructions to cause the system to perform operations comprising: receiving, via a communication with a first device, first body chemistry conditions of a user of the first device; accessing user body chemistry conditions from a body chemistry profile associated with an account of the user; calculating a first similarity score indicating a degree of similarity between the first body chemistry conditions and the user body chemistry conditions; authenticating the user to a first account with a first authentication criteria based on the first similarity score; receiving second body chemistry conditions of the user; in response to receiving the second body chemistry conditions, calculating a second similarity score between the second body chemistry conditions and the user body chemistry conditions; and authenticating the user to a second account with a second authentication criteria based on a combination of the first similarity score and the second similarity score, wherein the second account has a higher security requirement than the first account.
1420 | Securing medical devices through wireless monitoring and anomaly detection | A medical device monitor (MedMon), method and computer readable medium is disclosed. The MedMon is configured to operate in a system having communications between a first medical device associated with a patient and a second device. The MedMon includes a receiver configured to snoop on communications between the first medical device and second device. An anomaly detector having a set of security polices is configured to detect an anomaly by analyzing the communications between the first medical device and second device for compliance with the security policies. A response generator configured to generate a response on a condition that an anomaly is detected. The response may be a warning message configured to warn the patient. The MedMon may include a transmitter configured to transmit the response. The response may be a jamming signal configured to disrupt communications between the first medical device and second device. | 1. A medical device monitor (MedMon) configured to operate in a system having communications between a first medical device associated with a patient and a second device, the MedMon comprising: a unitary device comprising a receiver, an anomaly detector and a response generator; the receiver being configured to monitor communications between the first medical device and second device; the anomaly detector being configured to detect physical anomalies in a transmitted signal and behavioral anomalies in underlying medical information contained in the transmitted signal by analyzing the communications between the first medical device and second device for compliance with a set of security policies, the security policies defining allowable thresholds of both physical characteristics of the transmitted signal and underlying physiological data of the patient; and the response generator being configured to generate a response on a condition that an anomaly is detected.
1421 | Hermetically-sealed packages including feedthrough assemblies | Various embodiments of a hermetically-sealed package and methods of forming such packages are disclosed. In one or more embodiments, the hermetically-sealed package can include a housing and a feedthrough assembly that forms a part of the housing. The feedthrough assembly can include a non-conductive substrate and a feedthrough. The feedthrough can include a via from an outer surface to an inner surface of the non-conductive substrate, a conductive material disposed in the via, and an external contact disposed over the via on the outer surface of the non-conductive substrate. The external contact can be electrically coupled to the conductive material disposed in the via. Further, the external contact can be hermetically sealed to the outer surface of the non-conductive substrate by a laser bond surrounding the via. | 1. A hermetically-sealed package comprising a housing and a feedthrough assembly that forms a part of the housing, wherein the feedthrough assembly comprises a non-conductive substrate and a feedthrough, wherein the feedthrough comprises: a via from an outer surface to an inner surface of the non-conductive substrate; a conductive material disposed in the via; and an external contact disposed over the via on the outer surface of the non-conductive substrate, wherein the external contact is electrically coupled to the conductive material disposed in the via, and wherein the external contact is hermetically sealed to the outer surface of the non-conductive substrate by a laser bond surrounding the via, wherein the laser bond is disposed between the external contact and the outer surface of the non-conductive substrate, and further wherein the laser bond is in contact with the external contact and the outer surface of the non-conductive substrate.
1422 | Patient data sensor device | A patient data sensor device has an implantable patient data sensor and an implantable data transmission mechanism, which is in signal connection with the patient data sensor. The data transmission mechanism has an antenna for telemetric data transmission to an external data collection unit. In addition, the data transmission mechanism has a carrier plate for electronic components. The latter are covered on the carrier plate, at least to one side, by a cover. The antenna is configured in an edge region of the carrier plate and running around the latter and around the electronic components. The result is a patient data sensor device which is more tolerable for the patient. | 1. A brain parameter sensor device ( 1 ; 16 ) with an implantable brain parameter sensor ( 2 ), with an implantable data transmission mechanism ( 4 ), which is in signal connection with the brain parameter sensor ( 2 ), wherein the data transmission mechanism ( 4 ) has an antenna ( 11 ) for telemetric data transmission to an external data collection unit, a carrier plate ( 5 , 7 ) for electronic components ( 9 , 10 ), wherein the electronic components ( 9 , 10 ) on the carrier plate ( 5 , 7 ) are covered at least to one side by a cover in the form of a membrane, wherein the entirety of the cover ( 14 ) is made from a flexible material, and wherein an edge region of the cover ( 14 ) is connected to the carrier plate ( 5 , 7 ), wherein the antenna ( 11 ) is arranged in an edge region ( 8 ) of the carrier plate ( 5 , 7 ) and is configured running around the latter and around the electronic components ( 9 , 10 ), and wherein the antenna is configured as a part of a flexible antenna layer ( 11 ), and said flexible antenna layer is connected in a planar manner to the carrier plate ( 5 , 7 ) and surrounds the carrier plate ( 5 , 7 ) at the edge.
1423 | Hearing prosthesis efficacy altering and/or forecasting techniques | A method of forecasting subjective efficacy of a hearing prosthesis implanted in a recipient, including subjecting a recipient to a plurality of temporally spaced aural training tasks, the aural training tasks evoking hearing percepts with the hearing prosthesis, obtaining first data indicative of the recipient's ability to hear with the hearing prosthesis based on performance by the recipient of the temporally spaced aural training tasks, and forecasting second data based on the first data, wherein the second data are indicative of the recipient's ability to hear with the hearing prosthesis at one or more temporal locations in the future. | 1. A method of forecasting subjective efficacy of a hearing prosthesis implanted in a recipient, comprising: subjecting a recipient to a plurality of temporally spaced aural tests, the aural tests evoking hearing percepts with the hearing prosthesis; obtaining first data indicative of the recipient'ss ability to hear with the hearing prosthesis based on performance by the recipient of the temporally spaced aural tests; and forecasting second data based on the first data, wherein the second data are indicative of the recipient'ss ability to hear with the hearing prosthesis at one or more temporal locations in the future.
1424 | Wearable action-aware device | The wearable action-aware device includes a clothing body, a signal receiving and computing element, and a conductive line made of conductive fabric. Two ends of the conductive line are electrically connected to the signal receiving and computing element, respectively, to form a circuit, and both the signal receiving and computing element and the conductive line are disposed on the clothing body. An exposed side of the conductive line has electrical conductivity, and the circuit is disposed on a part of the clothing body corresponding to a part of a body that needs to be measured. Action information of a user can be measured when the user wears the present invention wearable action-aware device. | 1. A wearable action-aware device comprising: a clothing body used for draping over at least one joint of a user when being worn by the user; a signal receiving and computing element; and a conductive line made of conductive fabric, two ends of the conductive line being electrically connected to the signal receiving and computing element, respectively, to form a circuit, and both the signal receiving and computing element and the conductive line being disposed on the clothing body, wherein the conductive fabric comprises a fabric body and a conductive coating layer, and the conductive coating layer comprises a hydrophobic adhesive and a plurality of conductive particles dispersed in the hydrophobic adhesive, wherein the conductive coating layer is completely merged with the fabric body and embedded in the fabric body, and the conductive coating layer has an exposed surface that is flush with a side of the fabric body, wherein an exposed side of the conductive line has electrical conductivity, and the circuit is disposed on a part of the clothing body corresponding to the at least one joint.
1425 | Haptic feedback and interface systems for reproducing internal body sounds | In various embodiments, a haptic system comprises at least one acoustic sensor; an amplifier for receiving electronic signals from the acoustic sensor and amplifying the received signals; at least one actuator, operatively connected to the amplifier, for vibrating in accordance with the amplified signals; and a support including at least one actuator, operatively connected to the amplifier, for vibrating in accordance with the amplified signals and conferring vibrotactile sensations corresponding thereto. | 1. A haptic system comprising: at least one acoustic sensor; an amplifier for receiving electronic signals from the acoustic sensor and amplifying the received signals; at least one actuator, operatively connected to the amplifier, for vibrating in accordance with the amplified signals; an elastic support including a flat base portion curving at one end thereof into a retention portion angled with respect to and extending over at least part of the flat portion; a stiff panel having an underside, a first portion of the underside being joined to the retention portion of the elastic support, the actuator being joined to the underside of the stiff panel outside the first portion thereof so as to transmit vibration to the panel.
1426 | Energy-harvesting system, apparatus and methods | An electrosurgical energy delivery apparatus includes an energy delivery circuit, a control circuit and an energy-harvesting system with a plurality of energy-harvesting circuits and a voltage regulator that provides a regulated DC voltage to the energy delivery circuit and/or the control circuit. The energy delivery circuit receives an electrosurgical energy signal having a primary frequency and selectively provides the electrosurgical energy signal to an energy delivery element. The control circuit connects to the energy delivery circuit and selectively enables the flow of electrosurgical energy to the energy delivery element. The plurality of energy-harvesting circuits each include an energy-harvesting antenna tuned to a particular frequency, a matched circuit configured to receive an RF signal from the energy-harvesting antenna, rectify the RF signal and generate a DC signal, and an energy storage device that connects to the voltage regulator to receive and store the DC signal. | 1. An electrosurgical energy delivery apparatus comprising: an energy delivery circuit configured to receive an electrosurgical energy signal from an electrosurgical energy source via a wired transmission line, the electrosurgical energy signal configured to treat tissue and to be harvested to power a component of the electrosurgical instrument; an energy-harvesting system disposed within the electrosurgical energy delivery apparatus, the energy-harvesting system including at least one energy-harvesting circuit configured to harvest energy from the electrosurgical energy signal received via the wired transmission line and generate a power signal from the harvested energy; and a control circuit disposed within the electrosurgical energy delivery apparatus and powered by the generated power signal, the control circuit configured to receive a control signal from an electrosurgical energy source and to control a flow of electrosurgical energy from the energy delivery circuit to an energy delivery element to treat tissue based on the received control signal.
1427 | Femtosescond laser system for the exact manipulation of material and tissues | A device for the exact manipulation of material, especially of organic material, includes a pulsed laser system with a radiation source, said radiation source being a cavity-dumped fs oscillator. | 1. A device for precise machining of a material, comprising: a pulsed laser system including: a beam source having a cavity-dumped fs oscillator configured to emit a pulsed laser beam; a beam focusing apparatus configured to focus the pulsed laser beam to a laser focus spot within the material; and a beam deflection apparatus configured to deflect the pulsed laser beam so as to move the laser focus spot to different points within the material; wherein the pulsed laser beam emitted by the cavity-dumped fs oscillator includes a plurality of laser pulses, wherein the plurality of laser pulses of the pulsed laser beam emitted by the cavity-dumped fs oscillator are configured to destroy the cohesion of the material at the laser focus spot, and wherein the beam deflection apparatus and the beam focusing apparatus are configured to move, according to a scan algorithm, the laser focus spot relatively more quickly in a first of three scan dimensions than in the other two of the three scan dimensions by rotating optical elements in the deflection apparatus.
1428 | MLCC filter on an AIMD circuit board with conductive ground pin attached to a hermetic feedthrough ferrule | An EMI/energy dissipating filter for an active implantable medical device (AIMD) is described. The filter comprises a first gold braze hermetically sealing the insulator to a ferrule that is configured to be mounted in an opening in a housing for the AIMD. A lead wire is hermetically sealed in a passageway through the insulator by a second gold braze. A circuit board substrate is disposed adjacent the insulator. A two-terminal chip capacitor disposed adjacent to the circuit board has an active end metallization that is electrically connected to the active electrode plates and a ground end metallization that is electrically connected to the at least one ground electrode plates of the capacitor. A ground path electrically extends between the ground end metallization of the chip capacitor and the ferrule. The ground path comprises a conductive pin electrically and mechanically connected to the ferrule by a third gold braze. The ground path comprises an internal ground plate disposed within the circuit board substrate, and the internal ground plate is electrically connected to both the conductive pin and the ground end metallization of the chip capacitor. An active path electrically extends between the active end metallization of the chip capacitor and the lead wire. | 1. An EMI/energy dissipating filter assembly for an active implantable medical device, the EMI/energy dissipating filter assembly comprising: a) an electrically conductive ferrule comprising a ferrule opening, wherein a conductive ground pin is conductively and mechanically connected to the ferrule by a first gold braze, and wherein the ferrule is configured to be attachable to an opening in a housing of an active implantable medical device (AIMD); b) an insulator residing in the ferrule opening where a second gold braze hermetically seals the insulator to the ferrule, wherein at least one insulator passageway extends through the insulator to an insulator body fluid end surface and an insulator device end surface, wherein, when the ferrule is attached to the opening in the housing of the AIMD, the insulator device end surface and the insulator body fluid end surface reside inside the AIMD and outside the AIMD, respectively; c) a conductive lead wire hermetically sealed in the insulator passageway by a third gold braze, the lead wire extending from a lead wire first portion to a lead wire second portion, wherein at least the lead wire second portion extends outwardly beyond the insulator device end surface; d) a circuit board comprising spaced apart circuit board first and second sides, wherein the circuit board first side is adjacent to the insulator device end surface, and wherein the circuit board comprises at least one circuit board ground plate; e) a two-terminal MLCC chip capacitor disposed on or adjacent to the circuit board, the two-terminal MLCC chip capacitor comprising a chip capacitor dielectric supporting at least one active electrode plate interleaved in a capacitive relationship with at least one ground electrode plate, wherein an active metallization is conductively connected to the at least one active electrode plate, and a ground metallization is conductively connected to the at least one ground electrode plate, and wherein the ground metallization of the two-terminal MLCC chip capacitor is conductively connected to the circuit board ground plate; f) a circuit board first ground via hole extending through the circuit board, wherein at least a portion of the ground pin connected to the ferrule resides in the circuit board first ground via hole where the ground pin is conductively connected to the at least one circuit board ground plate spaced from where the circuit board ground plate is conductively connected to the ground metallization of the two-terminal MLCC chip capacitor; and g) a circuit board active via hole extending through the circuit board, but being conductively isolated from the circuit board ground plate, wherein the lead wire second portion extending outwardly beyond the insulator device end surface resides in the circuit board active via hole, h) wherein a ground conductive path extends from the ground metallization of the two-terminal MLCC chip capacitor conductively connected to the at least one circuit board ground plate, the circuit board ground plate being conductively connected to the ground pin residing in the circuit board first ground via hole with the ground pin being connected to the ferrule, and i) wherein an active conductive path extends from the lead wire residing in the circuit board active via hole to the active metallization of the two-terminal MLCC chip capacitor.
1429 | Wireless midfield systems and methods | Implantable devices and/or sensors can be wirelessly powered by controlling and propagating electromagnetic waves in a patient's tissue. Such implantable devices/sensors can be implanted at target locations in a patient, to stimulate areas such as the heart, brain, spinal cord, or muscle tissue, and/or to sense biological, physiological, chemical attributes of the blood, tissue, and other patient parameters. The propagating electromagnetic waves can be generated with sub-wavelength structures configured to manipulate evanescent fields outside of tissue to generate the propagating waves inside the tissue. Methods of use are also described. | 1. An external device for providing a wireless mid-field power signal to an implanted device, the external device comprising: one or more transmission structures configured to transmit a wireless power and/or data signal by manipulating evanescent fields outside of patient tissue to generate a focused, propagating field inside the patient tissue; a receiver circuit configured to wirelessly receive device usage information from the implanted device; and a memory circuit coupled to the receiver circuit and configured to store the device usage information.
1430 | Defibrillator network system | A defibrillator system optimizes the timing and manner of applying a defibrillator charge to a patient based upon data provided to the defibrillator from a utility module or one or more external devices. A parameter module on the utility module provides the defibrillator with patient parameter information. Devices external to the utility module may provide the utility module with coaching data that the utility module may pass through to the defibrillator as a proxy to the external devices. The utility module may also provide external devices with patient data that the utility module may pass through to the external devices as a proxy to the defibrillator on a scheduled or other basis. The utility module may additionally provide a reserve of power to enable defibrillators to be used where power is unavailable and to enable defibrillators to deliver multiple charges more readily anywhere, anytime. | 1. A utility module having no independent defibrillation capability, the utility module comprising: a communication module configured to transmit data from the utility module, the communication module being configured to provide wireless communications with an external device; a signal strength display to indicate a signal strength of the wireless communications; a module processor configured to control the communication module, the module processor being configured to execute an instance of an event service that provides data communications from the utility module, the event service also configured to pull data from and transmit data to a separate defibrillator, wherein the defibrillator comprises an energy storage device for storing an electrical charge and a defibrillator processor configured to control when to defibrillate a patient; and wherein the utility module is configured to be carried with the defibrillator to the patient.
1431 | Mitigating implantable device power drain associated with stalled telemetry sessions | Systems, apparatus, methods and computer-readable storage media that mitigate implantable medical device (IMD) power drain associated with stalled telemetry sessions are provided. In one embodiment, an IMD includes a housing configured to be implanted within a patient, a memory and a processor that executes executable components stored in the memory. The executable components include a communication component configured to receive a communication request from an external device via a telemetry communication link established between the IMD and the external device. The communication request can comprise a request for data. The executable components can also comprise a throughput monitoring component configured to monitor uplink throughput associated with transmission of the data by the IMD to the external device via the telemetry communication link based on reception of the communication request. The communication component is configured to terminate the telemetry communication link based on the uplink throughput being below a threshold value. | 1. An implantable medical device configured to be at least partially implanted within a patient, comprising: a housing configured to be implanted at least partially within the patient; a memory, within the housing, that stores executable components; and circuitry, within the housing, and configured to at least one of obtain information regarding a sensed physiological characteristic associated with the patient or deliver a therapy to the patient; a processor, within the housing, that executes the executable components stored in the memory, wherein the executable components comprise: a communication component configured to receive a communication request from an external device via a telemetry communication link established between the implantable medical device and the external device, wherein the communication request comprises a request for data from the implantable medical device; and a throughput monitoring component configured to monitor uplink throughput associated with transmission of the data by the implantable medical device to the external device via the telemetry communication link, wherein the communication component is further configured to terminate the telemetry communication link based on the uplink throughput being below a threshold value, wherein monitoring uplink throughput comprises determining a rate of successful message delivery associated with the transmission of the data, wherein the threshold value varies based on a type of telemetry session associated with the communication request.
1432 | Defibrillator/monitor system having a pod with leads capable of wirelessly communicating | A modular external defibrillator system in embodiments of the teachings may include one or more of the following features: a base containing a defibrillator to deliver a defibrillation shock to a patient, (b) one or more pods each connectable to a patient via patient lead cables to collect at least one patient vital sign, the pods operable at a distance from the base, (c) a wireless communications link between the base and a selected one of the two or more pods to carry patient data from the selected pod to the base, the selection being based on which pod is associated with the base. | 1. A modular external defibrillator system for treating a patient, comprising: a base including: one or more therapy cables; a therapy module that, in response to an instruction to deliver a defibrillation shock to the patient, outputs defibrillation shock therapy through the one or more therapy cables; a base transceiver; a base connector; and a pod having a unique identifier stored therein and including: a patient parameter module having one or more sensors that, when attached to or in close proximity to a patient, collect patient data about the patient that includes one or more patient vital signs; a pod transceiver that, in response to receiving collected patient data from the patient parameter module, transmits some portion or all of the collected patient data to the base transceiver; a pod connector that releasably mates with the base connector and communicates the stored unique identifier to the base when the pod is mated with the base.
1433 | Near-infrared time-of-flight imaging | A smart phone or tablet includes laser diodes configured to be pulsed and generate near-infrared light between 700-2500 nanometers. Lenses direct the light to a sample. A detection system includes a photodiode array with pixels coupled to CMOS transistors, and is configured to receive light reflected from the sample, to be synchronized to the light from the laser diodes, and to perform a time-of-flight measurement of a time difference between light from the laser diodes and light reflected from the sample. The detection system is configured to convert light received while the laser diodes are off into a first signal, and light received while at least one laser diodes is on, which includes light reflected from the sample, into a second signal. The smart phone or tablet is configured to difference the first signal and the second signal and to generate a two-dimensional or three-dimensional image using the time-of-flight measurement. | 1. A smart phone or tablet, comprising: an array of laser diodes configured to generate light having one or more optical wavelengths, wherein at least a portion of the one or more optical wavelengths is a near-infrared wavelength between 700 nanometers and 2500 nanometers, and wherein at least a portion of the array of laser diodes is configured to be pulsed; one or more lenses configured to receive a portion of the light from the array of laser diodes and to direct the portion of the light from the array of laser diodes to a sample; a detection system comprising a photodiode array with a plurality of pixels coupled to CMOS transistors; wherein the detection system is configured to receive at least a portion of light reflected from the sample, and wherein the detection system is configured to be synchronized to the light from the at least a portion of the array of laser diodes; wherein the detection system is configured to perform a time-of-flight measurement by measuring a time difference between the generated light from the at least a portion of the array of laser diodes and the at least a portion of light reflected from the sample; wherein the detection system is further configured to: receive light while the array of laser diodes is off and convert the received light into a first signal; and receive light while at least a part of the array of laser diodes is on and convert the received light into a second signal, the received light including at least some of the at least a portion of the light reflected from the sample; and wherein the smart phone or tablet is configured to difference the first signal and the second signal and to generate a two-dimensional or three-dimensional image using at least a portion of the time-of-flight measurement; and wherein the smart phone or tablet further comprises a wireless receiver, a wireless transmitter, a display, a voice input module, and a speaker.
1434 | Shielding with integrated cooling | An apparatus for cooling an electrical component includes a circuit board with the electrical component disposed on the circuit board. The apparatus includes a cover disposed on the circuit board. The cover and the circuit board form a closed cavity in which the electronic component is disposed. The cavity has a first opening for introduction of a fluid and a second opening for discharge of a fluid. | 1. An apparatus for cooling an electrical component, the apparatus comprising: a circuit board on which the electrical component is disposed; and a cover disposed on the circuit board; wherein the cover and the circuit board form a closed cavity in which the electronic component is located; and wherein the closed cavity has a first opening for introducing a fluid and a second opening for discharging the fluid, wherein the first and second openings are formed in walls of the closed cavity, the first and second openings having a smaller cross-section relative to a direction of flow than the walls and the closed cavity.
1435 | User identification via motion and heartbeat waveform data | The disclosure relates to methods, devices, and systems to identify a user of a wearable fitness monitor using data obtained using the wearable fitness monitor. Data obtained from motion sensors of the wearable fitness monitor and data obtained from heartbeat waveform sensors of the wearable fitness monitor may be used to identify the user. | 1. A method, implemented on a wearable fitness monitor comprising one or more motion sensors and one or more processors, the method comprising: (a) obtaining motion data of a wearer from the one or more motion sensors when the wearable fitness monitor is worn by the wearer, wherein the wearable fitness monitor is configured to be worn by a person; (b) obtaining, by the one or more processors, a motion signature using the motion data of the wearer, wherein the motion signature characterizes a body movement; (c) obtaining, by the one or more processors, a test feature vector from the motion signature; (d) applying, by the one or more processors, a machine learning classifier to the test feature vector, wherein the machine learning classifier was trained using motion data reflecting motions of one or more non-humans or one or more humans, the machine learning classifier is configured to receive feature vectors as inputs and provide classifications of the feature vectors as outputs, and the classifications indicate whether the feature vectors are obtained from non-humans; (e) obtaining, using the machine learning classifier and by the one or more processors, a classification indicating whether the test feature vector is obtained from a non-human; (f) determining, based on the classification obtained in (e) and by the one or more processors, the motion signature corresponds to an invalid motion feature, the invalid motion feature characterizing motion likely to be performed by a non-human; and (g) preventing, based on the determination in (f) and by the one or more processors, the wearable fitness monitor from allowing a transaction.
1436 | Motion-activated display of messages on an activity monitoring device | Methods, systems and devices are provided for motion-activated display of messages on an activity monitoring device. In one embodiment, method for presenting a message on an activity monitoring device is provided, including the following method operations: storing a plurality of messages to the device; detecting a stationary state of the device; detecting a movement of the device from the stationary state; in response to detecting the movement from the stationary state, selecting one of a plurality of messages, and displaying the selected message on the device. | 1. A wearable device, comprising: one or more first sensors configured to generate motion sensor data; one or more second sensors configured to generate environmental sensor data; a storage device configured to store a plurality of messages; a display configured to display the plurality of messages; and one or more processors in communication with the storage device and configured to: determine, based at least on the motion sensor data generated during a first time period, that the wearable device has been inactive for at least a threshold amount of time; subsequent to the determination that the wearable device has been inactive for at least the threshold amount of time, cause the display to be turned off; subsequent to causing the display to be turned off, determine, based at least on the motion sensor data generated during a second time period subsequent to the first time period, that the wearable device is no longer inactive; based at least on the determination that the wearable device is no longer inactive, select, based at least on one or both of the environmental sensor data or an orientation of the wearable device, a message from the plurality of messages stored in the storage device and cause the selected message to be displayed on the display; wherein the environmental sensor data comprises at least one sensed environmental condition including one or more of ambient light, temperature, ambient pressure, altitude, humidity, or ambient sound; and wherein the message comprises information relating to one or more of the at least one sensed environmental condition, fitness activity, or social network activity.
1437 | Material dispenser and notification system | A system for medicine dosage compliance may comprise a dispensing component that provides for medicine to be dispensed based at least upon authorized identification of a user and a secondary authorizer. The dispensing component may comprise an identity authentication component that automatically authenticates an identity of the user and the secondary authorizer at the time of a dispensing event. The system may further comprise a communication component providing one or more notifications to one or more third parties. The communication component may comprise a wireless personal area networking component that sets up a local networking connection between the dispensing component and a local device to share data between the dispensing component and a local device. The local device may communicatively be coupled to a remote network component. A notification component may generate notification information of the dispensing event for one or more third parties. | 1. A system for medicine dosage compliance, comprising: a personal, portable dispensing component that holds medicine, and that provides for the medicine to be dispensed based at least upon authorized identification of both a user and a secondary authorizer, the dispensing component comprising a biometric identity authentication component that automatically authenticates a biometric identity of both the user and the secondary authorizer at the time of a dispensing event; and a communication component engaged with the dispensing component, and providing data indicative of one or more notifications to one or more third parties, the communication component comprising: a wireless personal area networking component that sets up a local wireless personal area networking connection between the dispensing component and a local device to share data between the dispensing component and a local device, the local device separately, communicatively coupled to a remote network component; and a notification component that generates data indicative of notification information of the dispensing event for one or more third parties.
1438 | Association-based product design | A method for designing a new product includes automatically identifying a plurality of components of stored products, wherein the plurality of components is associated with an existing component included in a design of the new product, automatically selecting a new component from among the plurality of components, wherein a relationship between the existing component and the new component optimizes a design objective for the new product, automatically adding the new component to the design for the new product, and iteratively repeating the identifying, the selecting, and the adding until a stopping criterion is met, wherein the design for the new product is complete when the stopping criterion is met. | 1. A device for designing a new electronic device, the device comprising: a processor; and a non-transitory computer-readable medium storing instructions which, when executed by the processor, cause the processor to perform operations, the operations comprising: extracting, from a data packet sent over a communications network by a user endpoint device, a seed that serves as a starting component for the new electronic device and a design objective for the new electronic device, and wherein the seed comprises an electronic component; automatically identifying a plurality of electronic components of electronic devices for which data is stored in a database, wherein the plurality of electronic components is associated in the database with the seed; automatically selecting a new electronic component from among the plurality of electronic components, wherein an association between the seed and the new electronic component optimizes the design objective; automatically adding the new electronic component to a product design for the new electronic device; receiving human feedback relating to the product design for the new electronic device; and repeating at least one of the automatically identifying, the automatically selecting, or the automatically adding, in response to the human feedback, in order to modify the product design.
1439 | Apparatus, method, and system of insight-based cognitive assistant for enhancing user's expertise in learning, review, rehearsal, and memorization | A personal intuition-based cognitive assistant system includes one or more components which may be worn by a user as a camera-headset, one or more sensors that capture an intuitive state of the user, a camera that capture videos, a processor that provides a cognitive navigating map for the captured videos based on the captured intuitive states of the user, and an inputter that input notes, comments to the videos linked by cognitive navigating map, and a memory to store all components of the information with links and identified cognitive map. | 1. A personal emotion-based cognitive assistant system comprising: at least one apparatus, which is worn by a user and is configured to capture, from an environment, data comprising synchronized visual and audio information, wherein the visual information is the environment viewed by the user and the audio information is the environment heard by the user; at least one sensor configured to capture emotional state of the user synchronized with the data captured by the apparatus; a review apparatus comprising a memory and a processor, wherein the processor is configured to: divide the data captured by the apparatus into a plurality of segments according to a predetermined criteria, for each of the plurality of segments, determine an intuitive state of the user, comprising a type of correlations and a level of correlations, generated from a comparison between predetermined components of the emotional state of the user captured by the sensor which corresponds to the respective segment, from among the plurality of segments, and distinctive reference signals stored in the memory, wherein the distinctive reference signals represent distinctive intuitive reference samples, generate at least one timeline, and control to display the generated timeline comprising an emotional indicator for each of the plurality of segments, wherein the emotional indicator indicates the determined intuitive state of the user, wherein the data comprises said visual information and said audio information synchronized with each other, wherein the review apparatus further comprises: a display configured to display the timeline and sequentially display the video information, and a speech to text converter configured to convert the audio information of the plurality of segments into synchronized text and symbols, wherein the audio information is divided into the plurality of segments based on pause point or based on whether a predetermined length is reached, wherein the processor generates a plurality of display elements, each of the plurality of display elements comprises a respective segment from among the plurality of segments and corresponding text converted by the speech to text converter, and wherein the display is further configured to display at least some of the generated plurality of display elements.
1440 | Method and system for calculating probabilities of causation of specified health conditions by foods | A method includes the steps of receiving data indicative of a selected health condition; identifying one or more trigger substances associated with the selected health condition; identifying one or more foods containing the identified one or more trigger substances, including the concentration of the trigger substance; receiving data indicative of a selection of the one or more identified foods, including the amount of the food consumed within a specified time interval; identifying one or more risk factors associated with the one or more trigger substances contained in the selected one or more foods; receiving data indicative of a selection of the one or more identified risk factors; and calculating a probability of causation of the selected health condition based on the selected foods, weight values associated with the identified trigger factors contained in the selected foods indicative of the relative significance of the substance as a trigger of the selected health condition, and the selected risk factors. | 1. A system for calculating probabilities of causation of specified health conditions, the system comprising one or more processors, one or more computer-readable tangible storage devices, and program instructions stored on at least one of the one or more storage devices for execution by at least one of the one or more processors, the program instructions comprising: first program instructions to receive data indicative of a selected health condition; second program instructions to identify one or more trigger substances associated with the selected health condition; third program instructions to identify one or more foods containing the identified one or more trigger substances, including the concentration of the trigger substance; fourth program instructions to receive data indicative of a selection of the one or more identified foods, including the amount of the food consumed within a specified time interval; fifth program instructions identify one or more risk factors associated with the one or more trigger substances contained in the selected one or more foods, wherein the one or more risk factor increases the probability of the health condition being triggered by the one or more trigger substances; sixth program instructions to receive data indicative of a selection of the one or more identified risk factors; and seventh program instructions to calculate a probability of causation of the selected health condition by the selected foods, based on the concentration of the identified trigger substances in the selected foods, weight values associated with the identified trigger substances contained in the selected foods indicative of the relative correlation between the trigger substance and the occurrence of the selected health condition, and the selected risk factors.
1441 | Automatic injection training device | Automatic injection training device with a housing assembly comprising an outer housing, an actuation assembly, and a damper unit comprising a damper housing and a piston assembly that is arranged in said damper housing. The damper housing slides in a proximal direction relative to the piston assembly when an injection is simulated. | 1. An automatic injection training device, comprising: a housing assembly, including an outer housing; and a damper unit, including a damper housing and a piston assembly arranged in the damper housing, wherein the damper housing slides in a proximal direction relative to the piston assembly when an injection is simulated; and the piston assembly comprises a piston, a valve element, and a fluid passage; and the piston cooperates with the valve element to obstruct flow of fluid through the passage in the proximal direction; and an actuation assembly that comprises a sleeve that is slidably arranged in relation to the outer housing and operationally associated with a second energy accumulating member such that the sleeve is axially movable in relation to the outer housing toward a distal end of the device from a starting position to a retracted position against an axial force from the second energy accumulating member or such that due to the axial force from the second energy accumulating member, the sleeve is axially movable in relation to the outer housing a predetermined distance toward a proximal end of the device from the retracted position to the starting position; wherein the damper housing is operationally associated with a first energy accumulating member such that, due to an axial force from the first energy accumulating member, the damper housing moves in relation to at least one of the piston assembly and the outer housing toward a proximal end of the automatic injection training device from a loaded position to a position following a simulated injection.
1442 | Surgical simulation systems, methods, and compositions | A synthetic surgical simulation system includes an anatomical structure comprising a hydrogel and at least 60% water and a tubular structure that is configured to at least partially vaporize, seal, and/or cut in response to an application of energy emitted by an electrosurgical tool. Some exemplary tools are a high-frequency alternating and direct current electrosurgical tool, a high frequency sound wave electrosurgical tool, or an argon beam coagulator. In some embodiments, the system also includes connective tissue. In further embodiments, the connective tissue couples a first anatomical structure and a second anatomical structure. In some embodiments, the tubular structure is at least partially embedded in one or more of the first anatomical structure, the second anatomical structure, and the connective tissue. In some embodiments, one or more of the connective tissue, the anatomical structure, the first anatomical structure, the second anatomical structure, and the tubular structure comprise poly(ethylene glycol)-diacrylate. | 1. A synthetic surgical simulation system comprising: an anatomical structure comprising a gelatin hydrogel; a connective tissue comprising an alginate hydrogel comprising 0.25% to 10% w/v sodium alginate and 0.01-2 M CaCl2 in water; and a tubular structure at least partially embedded in one or more of the anatomical structure and the connective tissue structure, wherein the anatomical structure and the connective tissue respond to an application of energy emitted by an electrosurgical tool by at least partially vaporizing, burning, and cutting.
1443 | Generation of VUV, EUV, and X-ray light using VUV-UV-VIS lasers | A method for extending and enhancing bright coherent high-order harmonic generation into the VUV-EUV-X-ray regions of the spectrum involves a way of accomplishing phase matching or effective phase matching of extreme upconversion of laser light at high conversion efficiency, approaching 10−3in some spectral regions, and at significantly higher photon energies in a waveguide geometry, in a self-guiding geometry, a gas cell, or a loosely focusing geometry, containing nonlinear medium. The extension and enhancement of the coherent VUV, EUV, X-ray emission to high photon energies relies on using VUV-UV-VIS lasers of shorter wavelength. This leads to enhancement of macroscopic phase matching parameters due to stronger contribution of linear and nonlinear dispersion of both atoms and ions, combined with a strong microscopic single-atom yield. | 1. A method of generating coherent emission within the VUV, EUV, and X-ray region of the spectrum comprising the steps of: (a) providing a nonlinear medium comprising a gas for high harmonic generation (HHG) of laser light; (b) selecting the pressure and length of the nonlinear medium; (c) generating a laser driving pulse having a selected wavelength within the VUV-UV-VIS region of the spectrum and a selected peak intensity above 5×1014W/cm2; (d) focusing the driving pulse into the nonlinear medium to cause HHG upconversion resulting in a generated pulse within a selected range within the VUV, EUV, and X-ray region of the spectrum; and (e) substantially phase matching the driving pulse and the generated pulse within the nonlinear medium sufficiently to result in a conversion efficiency from laser energy per pulse into HHG energy per pulse of at least 10−9.
1444 | Bootstrapping readout for large terminal capacitance analog-SiPM based time-of-flight PET detector | A detector system for time-of-flight (TOF) positron emission topography (PET) includes an analog silicon photomultiplier (aSiPM) configured to detect at least one photon event. The aSiPM has an anode and a cathode. A transformer has a first side electrically coupled to the aSiPM to form a low-impedance current loop between the anode and the cathode of the transformer. An impedance ratio of the transformer N reduces an effective terminal resistance of the aSiPM. An amplifier is electrically coupled to a second side of the transformer. The amplifier has negative feedback path configured to minimize the voltage swing between a non-inverting input and an inverting input. The negative feedback path reduces an effective terminal capacitance and an effective load impedance of the aSiPM. | 1. A system comprising: an analog silicon photomultiplier (aSiPM) configured to detect at least one photon event, the aSiPM having an anode and a cathode; a transformer having a first side electrically coupled to the aSiPM to form a low-impedance current loop between the anode and the cathode of the aSiPM, wherein an impedance ratio of the transformer reduces an effective terminal resistance of the aSiPM; and an amplifier electrically coupled to a second side of the transformer, wherein the amplifier has a negative feedback path configured to minimize any voltage swing between a non-inverting input and an inverting input of the amplifier, and wherein the negative feedback path reduces an effective terminal capacitance and an effective load impedance of the aSiPM.
1445 | Associating dialysis accessories using wireless communication | A method comprising: establishing a wireless connection between a first medical device and a second medical device, comprising: receiving, by the first medical device, via a short-range wireless technology protocol, connection information related to the second medical device; and establishing, by the first medical device, a wireless connection with the second medical device based on the connection information. | 1. A method comprising: establishing a wireless connection between a dialysis machine and a peripheral device, comprising: receiving, by the dialysis machine, via a short-range wireless technology protocol, a wireless identifier associated with the peripheral device, wherein the dialysis machine receives the wireless identifier from the peripheral device as a result of detecting that the dialysis machine and the peripheral device are positioned within a communication range of the short-range wireless technology protocol; and establishing, by the dialysis machine, a wireless connection with the peripheral device based on the wireless identifier using a communication protocol other than the short-range wireless technology protocol, wherein the peripheral device is granted permission to control functions of the dialysis machine and deliver data to the dialysis machine using the wireless connection.
1446 | Systems, methods and devices for providing an exertion recommendation based on performance capacity | Systems, methods, and devices are provided for determining an exertion recommendation for an anticipated exercise session. One such system includes a wearable device comprising a biosensor that monitors biometrics (e.g. heart rate); a motion sensor that monitors activity; a processor operatively coupled to the biosensor, the processor configured to process electronic signals periodically generated by the biosensor and the motion sensor; and a non-transitory computer-readable medium operatively coupled to the processor and storing instructions that, when executed, cause the processor to execute specific functions. In particular, the instructions are executed to cause the processor to generate biometric data from the biometrics (e.g. heart rate information in particular). Further, the instructions are executed to generate an exertion recommendation based on an exertion model created from and representing a relationship between prior exertion measures and prior response profile measures. | 1. A system for providing an exertion recommendation, the system comprising: a wearable device, comprising: a heart rate sensor that is configured to monitor a heart rate of a user wearing the wearable device; a motion sensor that is configured to monitor activity of the user wearing the wearable device; a processor operatively coupled to the heart rate sensor and the motion sensor, the processor configured to process electronic signals generated by the heart rate sensor and the motion sensor and generate one or more of heart rate data and activity data therefrom; and a non-transitory computer-readable medium operatively coupled to the processor and storing instructions that, when executed, cause the processor to: generate an exertion load recommendation for an exercise session based on a targeted performance capacity, wherein the exertion load recommendation provides the user with a plan to attain the targeted performance capacity that is based on the user'ss capacity to perform exercise after completing the exercise session, wherein the exertion load recommendation is generated from an exertion model that associates the user'ss exertion load to the user'ss performance capacity based on heart rate data and activity data collected from the wearable device during a plurality of previous exercise sessions when the wearable device was worn by the user, and the exertion model is based on data from the heart rate monitored by the heart rate sensor and the activity monitored by the motion sensor; determine the exertion load during the exercise session based on accumulating exercise intensity of the user during the exercise session, wherein the exercise intensity of the user is based on the heart rate data; and provide the determined exertion load to the user during the exercise session.
1447 | Information analysis system for transmitting information that requires timing synchronization | An input unit inputs detected information that has been acquired by a sensor. By inserting time information into the detected information that has been input, a multiplexer generates an information sequence in which the detected information and the time information are multiplexed in a time-dividing manner. A transmission unit transmits the information sequence. The time information in the multiplexer is used to synchronize timing between detected information included in an information sequence transmitted from another transmitter and the detected information in the multiplexer. | 1. An information analysis system comprising: a plurality of transmitters; and a receiver; wherein each of the plurality of transmitters includes: an inputting processor that inputs detected information, a multiplexor that generates an information sequence including the detected information that has been input to the inputting processor and time information that corresponds to the detected information, a transmitting processor that transmits the information sequence generated by the multiplexor, and an acquiring processor that acquires time information generated based on a signal from the outside, wherein, when the acquiring processor acquires the time information, the acquiring processor outputs the time information to the multiplexor, and, when the acquiring processor fails to acquire the time information, the acquiring processor outputs time information that is generated by updating already-acquired time information to the multiplexor, wherein the receiver includes: receiving processor that receives respective information sequences from the plurality of transmitters, and a processor that analyzes, based on time information included in the plurality of information sequences received by the receiving processor, detected information included in the plurality of information sequences, wherein each of the plurality of transmitters further includes an imaging device, and wherein the detected information is image data imaged by the imaging device.
1448 | Wireless communication method of probe for ultrasound diagnosis and apparatus therefor | A probe apparatus for ultrasound diagnostic imaging associates with a mmWave-based Personal Basic Service Set (PBSS), performs pairing with an ultrasonic imaging apparatus, and transmits an echo signal received via a transducer portion of the probe, to the ultrasonic imaging apparatus using a signal channel in a 60 GHz frequency band, thereby obviating the need for a data transmission cable and greatly reducing operator inconvenience. | 1. A probe apparatus for ultrasound diagnostic imaging, comprising: a memory storing instructions; and a processor configured to execute the stored instructions to: perform a procedure for associating the probe apparatus with an ultrasonic imaging apparatus, by pairing the probe apparatus with the ultrasonic imaging apparatus through an external device functioning as a Personal Basic Service Set (PBSS) control point (PCP), using beacon signals received from the external device, thereby forming a communication link between the probe apparatus and the ultrasonic imaging apparatus, the procedure being consistent with an IEEE 802.11ad standard; generate a data frame with a format suitable for the IEEE 802.11ad standard, by using an echo signal received via a transducer; and transmit the data frame to the ultrasonic imaging apparatus using a signal channel in a 60 GHz frequency band consistent with the IEEE 802.11ad standard, wherein the procedure for associating the probe apparatus with the ultrasonic imaging apparatus is performed by receiving a first pairing information included within the beacon signals and consistent with the IEEE 802.11ad standard which represents that the ultrasonic imaging apparatus has been requested by a user to perform pairing via input through a pairing button at the ultrasonic imaging apparatus, and transmitting a second pairing information consistent with the IEEE 802.11ad standard which represents that the probe apparatus has been requested by the user to perform pairing via input through a pairing button at the probe apparatus.
1449 | Impedance bootstrap circuit for an interface of a monitoring device | An interface for receiving electrical signals representative of a condition of a patient and for conveying representations of the electrical signals to a processing system. The interface includes at least one amplifier circuit configured to alter an amplitude of the electrical signal, a common-mode cancellation amplifier circuit coupled to the at least one amplifier circuit and configured to reduce common-mode signal noise in the electrical signals, and a bootstrap circuit coupled to the at least one amplifier circuit and configured to increase an effective input impedance at an input of the at least one amplifier circuit. | 1. An interface being connectable between a processing system and a sensor being attachable to a patient, said interface comprising: a circuit being configured to detect an error condition comprising at least one of (1) the sensor being disconnected from said interface and (2) the sensor being detached from the patient, the circuit includes an amplifier including inputs and wherein a path is defined between the sensor and said amplifier and wherein said circuit detects said error condition by monitoring impedance of said path, wherein said circuit is configured to actively provide a feedback condition recognizable by the processing system in response to detecting that said error condition is present such that the processing system generates an indication being informative of said error condition; and a bootstrap circuit coupled to said inputs of said amplifier and wherein said circuit further provides said feedback condition by increasing an effective input impedance at said inputs of said amplifier using said bootstrap circuit in response to determining that said error condition is present.
1450 | Non-invasive wearable respiration rate monitoring system | There is disclosed a respiration rate monitoring system and method using a non-invasive device and method of monitoring it nearly continuously. One aspect includes receiving a series of signal data points from an optical sensor, detecting a series of peaks or valleys for the filtered signal data points, determining the time difference between individual peaks or valleys of the series of peaks or valleys to produce a series of time difference values, detecting peaks or valleys for the series of time difference values, determining widths between the peaks or valleys of the series of time difference values, and estimating a respiration rate from the widths between the peaks or valleys of the series of time difference values, and converting the estimation of a respiration rate to an indicator indicative of a respiration rate. | 1. A method of transforming optical signals into indicators indicative of a respiration rate, the method comprising: receiving optical signals from an optical sensor; transforming the optical signals to a series of signal data points; filtering the signal data points to remove data points caused from noise and artifacts; checking signal quality of the filtered signal data points by comparing the filtered signal data points against a predetermined signal quality criteria, if the signal quality does not meet the predetermined signal quality criteria, repeating the steps above, if the signal quality meets the predetermined signal quality criteria, proceeding with the steps below; detecting a series of peaks or valleys for the filtered signal data points; determining the time difference between individual peaks or valleys of the series of peaks or valleys to produce a series of time difference values; detecting peaks or valleys for the series of time difference values; determining widths between the peaks or valleys of the series of time difference values; estimating a respiration rate from the widths between the peaks or valleys of the series of time difference values; converting the estimation of a respiration rate to a indicator indicative of a respiration rate, and storing the estimation of respiration rate in a memory of a device.
1451 | Activity status measuring device | A plurality of wireless vital sensors for capturing biometric data of individuals is laid out and fixed at predetermined setting locations. The vital sensors are configured to sense the biometric data of an individual via non-contact when the individual enters the sensing area of any one of the plurality of vital sensors. Moreover, there is no discomfort while the wireless vital sensor is attached or no risk of damage to or destruction of the wireless vital sensor due to collisions during games. Additionally, the measuring device also includes the identification sensors for identifying a mobile object, and the individual corresponding to the biometric data sensed by the vital sensors is identified by the RFID data from the identification sensor. Accordingly, in a configuration where the wireless vital sensors can capture the biometric data of an unspecified number of individuals, which individual the biometric data belongs to can be surely identified. | 1. A measuring device comprising: a plurality of wireless vital sensors fixed at adjacent predetermined setting locations, wherein the wireless vital sensors are configured to simultaneously sense biometric data of each individual of a set of individuals with non-contact for a predetermined time upon entry of the individual into a sensing area of any one of the plurality of vital sensors, and wherein the wireless vital sensors are configured to repeatedly sense the biometric data of individuals when the individual gets out from the sensing area according to passing of the predetermined time and then again enters into the sensing area of any one of the plurality of vital sensors; a plurality of identification sensors, and each of the identification sensors comprising a transmitter and a receiver to wirelessly transmit ID data of the individual, wherein the receiver is positioned near one of the wireless vital sensors corresponding to the receiver and each of the wireless vital sensors is preliminarily associated with the receiver in one of the identification sensor to make a pair, and the receiver accepts the ID data from the transmitter upon entry of the transmitter that is attached to the individual into a coverage area of the receiver; and a converter for determining that the biometric data sensed by the wireless vital sensor associated with the receiver for a time period of accepting the ID data of the receiver is for the individual identified by the ID data based on a relationship between the receiver and the wireless vital sensor, and sending to an information processing terminal.
1452 | System, method and apparatus for patient communications in remote hearing diagnostics | Method, system and apparatus for patient communications in remote hearing diagnostics is disclosed. The invention may include electrical circuitry for conditioning audio input and output signals as well as a means of switching paths for the audio data between equipment sources and personnel involved in a remote hearing diagnostics session. | 1. Apparatus for patient communications in remote hearing diagnostics between a computer having a computer microphone input and a computer speaker output, a hearing diagnostics test equipment having a test equipment microphone input and a test equipment speaker output, and a second microphone input and speaker output, the apparatus comprising: a direct current (DC) voltage blocking circuit that eliminates a biasing voltage sourced by the test equipment microphone input; a first audio signal level reduction circuit for reducing a signal level of an audio signal provided to the test equipment microphone input; a second audio signal level reduction circuit for reducing a signal level of an audio signal received from the test equipment speaker output; and an audio selection switch that enables a selectable electrical connection from the computer to either the test equipment microphone input and speaker output or to the second microphone input and speaker output.
1453 | Ultrasound system and apparatus having a portable storage bin | An ultrasound apparatus includes a base, a housing extending upwardly from the base and having opposed lateral sides, the housing being configured to support an operator console and display, and a storage bin received in a recess in the housing. The storage bin is movable from a first position in which the storage bin is received within the recess of the housing, and a second position in which the storage bin extends from one of the lateral sides of the housing. | 1. An ultrasound apparatus, comprising: a base; a housing extending upwardly from the base and having a first lateral side and a second lateral side opposed to the first lateral side, the housing being configured to support an operator console and display; a storage bin received in a recess in the housing, the storage bin having a first side and a second side that are generally contiguous to the first and the second lateral sides, respectively, when the storage bin is in a stowed position, the storage bin being bidirectionally slidable from the stowed position in both a first direction and a second direction each oriented along an axis normal to the first and the second lateral sides; wherein the storage bin transitions to a first access position and a second access position when moved in the first direction and the second direction, respectively, the first and the second access positions both permitting access to contents of the storage bin.
1454 | Goggles that eliminate a user's peripheral vision and enhance situational awareness while strengthening muscle memory | Goggles eliminate peripheral vision of a user and enhance situational awareness while increasing muscle memory. The goggles comprise a goggle frame mechanically coupled to a left side blinder and a right side blinder. The goggle frame is further mechanically coupled to a wearing component. The left side blinder covers approximately one half of a left eye of the user and the right side blinder covers approximately one half of a right eye of the user giving the user a field of vision of 30 degrees to 70 degrees which can eliminate distractions and disturbances in peripheral vision of the user causing increased situational awareness and increased muscle memory. | 1. Goggles configured to eliminate peripheral vision of a user and to enhance situational awareness, proper visual tracking, and focus with both eyes while increasing muscle memory, the goggles comprising: a frame comprising a left portion, a right portion, an upper portion, and a lower portion, the left, right, upper, and lower portions configured to frame eyes of a user when the goggles are worn by the user; a left side shield supported by the frame, the left side shield extending from the left portion toward the right portion of the frame and terminating at a vertical edge positioned so as to be aligned approximately with a center of a user'ss left eye when worn by the user to obscure approximately a left visual hemifield of the left eye, the vertical edge of the left side shield comprising a left rib extending from the upper portion to the lower portion and extending inwardly from an outer surface past an inner surface of the left side shield; and a right side shield supported by the frame, the right side shield extending from the right portion toward the left portion of the frame and terminating at a vertical edge positioned so as to be aligned approximately with a center of a user'ss right eye when worn by the user to obscure approximately a right visual hemifield of the right eye, the vertical edge of the right side shield comprising a right rib extending from the upper portion to the lower portion of the frame and extending inwardly from an outer surface past an inner surface of the right side shield; the left and right vertical edges and the upper and lower portions of the frame defining boundaries of a central area that is free from visual obstruction, the left rib configured to reduce light from reaching the obscured left visual hemifield of the left eye and the right rib configured to reduce light from reaching the obscured right visual hemifield of the right eye when the goggles are worn by the user to thereby reduce visual distractions.
1455 | Battery protection and zero-volt battery recovery system for an implantable medical device | Circuitry useable to protect and reliably charge a rechargeable battery, even from a zero-volt state, is disclosed, and is particularly useful when employed in an implantable medical device. The circuit includes two charging paths, a first path for trickle charging the battery at a relatively low current when the battery voltage is below a threshold, and a second path for charging the battery at relatively higher currents that the battery voltage is above a certain threshold. A passive diode is used in the first trickle-charging path which allows trickle charging even when the battery voltage is too low for reliable gating, while a gateable switch (preferably a PMOS transistor) is used in the second higher-current charging path when the voltage is higher and the switch can therefore be gated more reliably. A second diode between the two paths ensures no leakage to the substrate through the gateable switch during trickle charging. The load couples to the battery through the switch, and preferably through a second switch specifically used for decoupling the load. | 1. A circuit for an implantable medical device, comprising: a rechargeable battery with a battery terminal and a grounded terminal, the battery terminal for producing a battery voltage; a first charging path to the battery terminal, wherein the first charging path passes from a first node through at least one first diode to the battery terminal; a second charging path to the battery terminal, wherein the second charging path comprises first switching circuitry coupled between a second node and the battery terminal; and at least one second diode coupled between the first node and the second node, wherein the at least one second diode is configured to bias the second node to the battery voltage when the first charging path is active to pass a current to the battery.
1456 | Utility module system | A defibrillator system optimizes the timing and manner of applying a defibrillator charge to a patient based upon data provided to the defibrillator from a utility module or one or more external devices. A parameter module on the utility module provides the defibrillator with patient parameter information. Devices external to the utility module may provide the utility module with coaching data that the utility module may pass through to the defibrillator as a proxy to the external devices. The utility module may also provide external devices with patient data that the utility module may pass through to the external devices as a proxy to the defibrillator on a scheduled or other basis. The utility module may additionally provide a reserve of power to enable defibrillators to be used where power is unavailable and to enable defibrillators to deliver multiple charges more readily anywhere, anytime. | 1. A method comprising: deriving, at a utility module, coaching data from a parameter of a patient, the utility module comprising a parameter module to detect the parameter of the patient, a communication module configured to transmit data from the utility module, and a module processor configured to control the parameter module and the communication module; and providing, from the utility module, the coaching data to a defibrillator, the defibrillator comprising an energy storage device configured to store an electrical charge, a defibrillation port, a display, and a defibrillator processor configured to control the display and when an electrical charge is applied to the defibrillation port to defibrillate the patient, wherein the defibrillator is configured to use the coaching data to provide coaching to defibrillate the patient.
1457 | Implants using ultrasonic backscatter for sensing physiological conditions | Described herein is an implantable device having a sensor configured to detect an amount of an analyte, a pH, a temperature, strain, or a pressure; and an ultrasonic transducer with a length of about 5 mm or less in the longest dimension, configured to receive current modulated based on the analyte amount, the pH, the temperature, or the pressure detected by the sensor, and emit an ultrasonic backscatter based on the received current. The implantable device can be implanted in a subject, such as an animal or a plant. Also described herein are systems including one or more implantable devices and an interrogator comprising one or more ultrasonic transducers configured to transmit ultrasonic waves to the one or more implantable devices or receive ultrasonic backscatter from the one or more implantable devices. Also described are methods of detecting an amount of an analyte, a pH, a temperature, a strain, or a pressure. | 1. A temperature-sensing system, comprising: (a) an implantable device, comprising: a temperature sensor configured to detect an internal body temperature; and an ultrasonic transducer with a length of 5 mm or less in the longest dimension, the ultrasonic transducer configured to receive ultrasonic waves that power the implantable device, receive a current modulated based on the temperature detected by the sensor, and emit a temperature-dependent ultrasonic backscatter based on the current received by the ultrasonic transducer; and (b) an interrogator comprising one or more ultrasonic transducers configured to transmit the ultrasonic waves that power the implantable device, and receive the temperature-dependent ultrasonic backscatter from the implantable device.
1458 | Scent dispensing apparatus and method for the control thereof | An apparatus for dispensing compounds bearing scent in which one or more scent dispensing units contain each one scent bearing compound and is activated mechanically by an electromechanical activator. A user handled device contains a controller, a memory and a communications device. Resident hardware includes a resident channel for communicating with the user handled device and a controlled driver for controlling the scent dispenser mechanically. A wireless peer to peer communications system carries out the communications between the user device and the resident hardware. The user can input parameter for controlling the dispensing unit through a user device interface. A controller in the resident hardware implements a dispenser activation scheme, mechanically expressed by the activator of the scent dispensing unit. | 1. An apparatus for dispensing compounds bearing scent, comprising: a. at least one scent dispensing unit comprising at least one scent bearing compound and an electromechanical dispenser providing droplets to the ambient atmosphere, b. an user-handled hardware comprising a user-handled hardware controller, a memory, a communications device and a user interface through which input parameters are inputted to a dispenser activation profile; c. resident hardware for controlling said electromechanical dispenser; said resident hardware comprising a resident hardware controller activating said electromechanical dispenser by using an activator driver according to a predetermined activation profile; d. a wireless peer to peer channel implementing the communications between said user-handled device and said resident hardware; and wherein said resident hardware controller is preprogrammed to activate said electromechanical dispenser by using said activator driver according to a predetermined activation profile in a vehicle, in a room or cabinet.
1459 | Laser apparatus and extreme ultraviolet light generation system | A laser apparatus may include a master oscillator, a plurality of amplifiers, a photodetector device configured to detect a light beam traveling back along a laser beam path, and a controller. The photodetector device may include a first photodetector configured to detect energy of a light beam traveling back along the laser beam path and a second photodetector configured to detect power of the light beam traveling back along the laser beam path. The controller may be configured to determine that a return beam is generated when the intensity of the energy detection signal exceeds a first threshold. The controller may be configured to determine that a self-oscillation beam is generated when the intensity of the power detection signal exceeds a second threshold. | 1. A laser apparatus comprising: a master oscillator configured to output a laser beam to travel along a laser beam path; a plurality of amplifiers configured to amplify the laser beam outputted by the master oscillator on the laser beam path; a photodetector including a first photodetector configured to detect energy of a light beam traveling back along the laser beam path and a second photodetector configured to detect power of the light beam traveling back along the laser beam path; and a controller configured to receive an energy detection signal from the first photodetector and a power detection signal from the second photodetector, monitor intensities of the energy detection signal and the power detection signal, determine that a return beam is generated when the intensity of the energy detection signal exceeds a first threshold, determine that a self-oscillation beam is generated when the intensity of the power detection signal exceeds a second threshold, store determination results about the return beam and the self-oscillation beam to a memory, keep operation of the plurality of amplifiers and stop the master oscillator in a case of determining that a return beam is generated, and stop the master oscillator and the plurality of amplifiers in a case of determining that a self-oscillation beam is generated.
1460 | Magnetic power transmission utilizing phased transmitter coil arrays and phased receiver coil arrays | An improved wireless transmission system for transferring power over a distance. The system includes a transmitter generating a magnetic field and a receiver for inducing a voltage in response to the magnetic field. In some embodiments, the transmitter can include a plurality of transmitter resonators configured to transmit wireless power to the receiver. The transmitter resonators can be disposed on a flexible substrate adapted to conform to a patient. In one embodiment, the polarities of magnetic flux received by the receiver can be measured and communicated to the transmitter, which can adjust polarities of the transmitter resonators to optimize power transfer. Methods of use are also provided. | 1. A wireless power transmitter, comprising: coil circuitry including at least two transmit resonators; and driver circuitry including a voltage source, the driver circuitry configured to excite the coil circuitry to transmit wireless power from the at least two transmit resonators to a receiver, wherein the driver circuitry is configured to adjust the transmission of wireless power based on a magnetic flux polarity of magnetic flux received by the receiver from each of the at least two transmit resonators, the magnetic flux polarity recorded at the receiver and communicated to the wireless power transmitter, and wherein the magnetic flux polarity is defined by a direction in which magnetic flux passes through the receiver.
1461 | Implant telemetry with dynamic tuning | Systems and methods for maximizing the resonance frequency match between a reader and a controlled device interacting over a narrowband inductive link involve, in various embodiments, features of the controlled device, the reader, or both. | 1. An implantable device comprising: an electronic actuator; a battery for powering the electronic actuator; control circuitry for controlling operation of the electronic actuator; and a telemetry system, operatively coupled to the battery and to the control circuitry, for (i) wirelessly receiving commands for controlling operation of the electronic actuator over a narrowband inductive link, (ii) wirelessly receiving a power signal for charging the battery over the narrowband inductive link, and (iii) detecting, during a wirelessly transmitted sweep signal, a series of signal amplitudes and reporting at least one of (A) a log of signal amplitudes, (B) an index or time associated with the maximum signal amplitude, or (C) a frequency associated with the maximum signal amplitude.
1462 | Wearable device and wristband thereof | A wearable device, which comprises a wristband, an electronic module and a connector. The wristband comprises a housing and a band. The housing has a first end, a second end, and an accommodating space. The band has a first end extending from the first end of the housing, and a free second end opposite to the first end of the band. The electronic module disposes within the accommodating space. The connector disposes either at the second end of the housing, or at a first end of the electronic module that is closer to the second end of the housing than the first end of the housing, wherein the free second end of the band is insertable through or into the connector. Wherein there is free of any band between the second end of the housing and the connector and between the first end of the electronic module and the connector. | 1. A wearable device, comprising: a wristband comprising: a housing having a first end, a second end, and an accommodating space between the first end and the second end; and a band having a first end extending from the first end of the housing, and a free second end opposite to the first end of the band; an electronic module disposed within the accommodating space; and a connector disposed either at the second end of the housing, or at a first end of the electronic module that is closer to the second end of the housing than to the first end of the housing, wherein the free second end of the band is insertable through or into the connector to fix the band to the connector, wherein there is free of any band between the second end of the housing and the connector and between the first end of the electronic module and the connector.
1463 | Activity monitoring device with assessment of exercise intensity | Aspects relate to a portable device that may be used to identify a critical intensity and an anaerobic work capacity of an individual. The device may utilize muscle oxygen sensor data, speed data, or power data. The device may utilize data from multiple exercise sessions, or may utilize data from a single exercise session. The device may additionally estimate a critical intensity from a previous race time input from a user. | 1. An apparatus, comprising: a processor; a user interface; an oxygenation sensor, configured to be positioned proximate an area of skin of a user, the oxygenation sensor further configured to output data indicative of a tissue oxygenation of a body tissue of the user; and a non-transitory computer-readable medium comprising computer-executable instructions that when executed by the processor are configured to perform at least: receive tissue oxygenation data from the oxygenation sensor associated with at least two exercise periods, at least a portion of each of the at least two exercise periods associated with a severe exercise intensity domain, and the at least two exercise periods having differing durations; calculate a total number of tissue oxygenation points for each of the at least two exercise periods as an integration of tissue oxygenation percentages for each second of a duration of an exercise period, from the at least two exercise periods; calculate an exercise period summary data point for each of the at least two exercise periods as a total number of tissue oxygenation points versus a duration of exercise; calculate a regression through the exercise period summary data points for the at least two exercise periods; output a critical tissue oxygenation percentage for the user equal to a slope of at least a portion of the regression; and output an anaerobic work capacity equal to an intercept associated with at least a portion of the regression.
1464 | Shielded twisted pair of conductors using conductive ink | An apparatus for transmitting electrical signals is disclosed. The apparatus includes a substrate and a twisted pair of conductors located on the substrate. The twisted pair of conductors has a first layer comprising conductive material, a second layer comprising nonconductive material, and a third player comprising conductive material. The first layer has a plurality of segments separated by a plurality of gaps. The second layer is positioned in said gaps and electrically insulates a portion of the segments positioned within the gaps. The third layer is positioned over the second layer. The third layer is configured to electrically connects an end of one segment to an end of another segment. The twisted pair of conductors formed by the three dimensional structure comprises two electrically isolated conductors twisted about each other. | 1. A method for manufacturing an electrical infrastructure of a medical device, said method comprising: printing a base layer comprising electrically conductive material in a predefined pattern by depositing an electrically conductive ink on a surface of the medical device, wherein printing said predefined pattern of said base layer comprises forming a plurality of sinusoidal-shaped segments separated by a plurality of gaps wherein each sinusoidal-shaped segment does not contact the other sinusoidal-shaped segments; printing a masking layer comprising electrically nonconductive material directly over a portion of said first layer of conductive material by depositing an electrically nonconductive ink, wherein printing said masking layer comprises depositing nonconductive ink in said gaps to electrically insulate a portion of said segments positioned within said gaps; and printing a bridge layer comprising electrically conductive material directly over a portion of said base layer and a portion of said masking layer by depositing electrically conductive ink, wherein said plurality of gaps comprises a first plurality of gaps and a second plurality of gaps different from said first plurality of gaps and wherein forming said plurality of sinusoidal-shaped segments comprises forming first sinusoidal-shaped segments separated by said first plurality of gaps and forming second sinusoidal-shaped segments different from said first sinusoidal-shaped segments where said second sinusoidal-shaped segments are separated by said second plurality of gaps and wherein said second sinusoidal-shaped segments are positioned within said first plurality of gaps, and wherein said printing said bridge layer comprises depositing said electrically conductive ink in said first and second plurality of gaps so as to electrically connect said first sinusoidal-shaped segments to form a first electrical conductor and to electrically connect said second sinusoidal-shaped segments to form an electrically separate second electrical conductor to thereby form an electrically separate and isolated pair of conductors in a twisted configuration.
1465 | Virtual magnetic transmission lines for communication and power transfer in conducting media | System and method for wireless, low-loss transmission in conductive medium of a radio-frequency signal received by a passive array of magnetic dipole elements from a source magnetic dipole. The individual elements are separated from one another by a distance on the order of or less than a quarter-wavelength corresponding to resonant radio-frequency. An array individual elements of which are microscopically dimensioned form a neuronal transmitter that can be configured to be implanted into neuronal tissue such that a source dipole, disposed near a neuron, passes a signal representative of neuronal activity along the array to an outmost element and further to external receiver disposed near skull. Macroscopically-dimensioned embodiment is configured to be submerged into and operate in salty water. | 1. A neuronal radio-frequency (RF) telemetry system comprising: a microscopically-sized neuronal sensor tuned to a resonance at a chosen radio-frequency; an electronic circuitry operably connected to said neuronal sensor, a passive array of microscopically-sized neuronal transmitter elements separated from one another by a distance that defines near-field interaction between immediately neighboring neuronal transmitter elements of the passive array, wherein an outmost transmitter element of said array is separated from the neuronal sensor by the distance, and a receiver in RF communication at least with the outmost transmitter element.
1466 | Enhanced motion tracking using transportable inertial sensors to determine that a frame of reference is established | Technologies are described herein for providing enhanced motion tracking using a transportable inertial sensor. Configurations disclosed herein utilize a first inertial sensor mounted to a device to determine a frame of reference, and a second inertial sensor mounted to an object to determine movement of the object within the frame of reference. Configurations disclosed herein determine if the frame of reference is established. If it is determined that the frame of reference is established, the first inertial sensor and the second inertial sensor are used to detect movement of the object within the frame of reference. | 1. An apparatus comprising: a first inertial sensor mounted on a portable device of a user; a second inertial sensor mounted on a tracking device of the user being carried by a moving platform; and a computer-readable storage medium storing executable instructions configured to: receive, from the portable device, input that indicates the portable device is affixed or secured to the moving platform, receive, from the first inertial sensor, a signal useable to determine an established frame of reference based at least in part on the portable device being affixed or secured to the moving platform, receive, from the second inertial sensor, a signal useable to determine movement of the tracking device within the established frame of reference; provide a notification, receive a response to the notification, and based on the response indicating an acceptance, process the signal received from the second inertial sensor and the signal received from the first inertial sensor to determine the movement of the tracking device within the established frame of reference.
1467 | Circuitry and sensors for powered medical device | An electronic system for a surgical instrument is disclosed. The electronic system comprises a main power supply circuit configured to supply electrical power to a primary circuit, a supplementary power supply circuit configured to supply electrical power to a secondary circuit, and a sleep mode monitor coupled between the main power supply circuit and the supplementary power supply circuit. The sleep mode monitor is configured to indicate one or more sleep mode conditions. The electronic system further comprises a device state monitor coupled to the primary circuit, the device state monitor configured to sense a state of various electrical and mechanical subsystems of the surgical instrument. | 1. An electronic system for a surgical instrument, the electronic system comprising: a main power supply circuit configured to supply electrical power to a primary circuit; a supplementary power supply circuit configured to supply electrical power to a secondary circuit; and a short circuit protection circuit coupled between the main power supply circuit and the supplementary power supply circuit; wherein the short circuit protection circuit is configured to lockout the firing of the surgical instrument after a short circuit event; wherein the supplementary power supply circuit is configured to isolate itself from the main power supply circuit after the supplementary power supply circuit detects a short circuit condition at the secondary circuit; and wherein the supplementary power supply circuit is configured to rejoin the main power supply circuit and supply power to the secondary circuit, after the short circuit condition ends.
1468 | Hand held dermaplaning device and dermaplaning process | A method and a hand-held device for dermaplaning is disclosed that includes a blade assembly which includes a blade, a blade holder and a safety cage. In accordance with an important aspect of the invention, the safety cage limits the amount of penetration of the blade into the facial skin to enable the device to be safely used by non-professionals. The dermaplaning device includes a vibration generator that causes the blade to vibrate at a predetermined frequency. Various embodiments of the hand-held dermaplaning device are disclosed for vibrating the blade. | 1. A blade assembly for use with a hand-held skin treatment device, the skin treatment device including first and second rails for detachably coupling the blade assembly thereto, the blade assembly comprising: an elongated blade holder configured to be slidably attached to the skin treatment device in a longitudinal direction, the blade holder including first and second ends and first and second sides extending in the longitudinal direction between the first and second ends; first and second slots extending in the longitudinal direction between the first and second ends of the blade holder, the first slot extending along the first side and the second slot extending along the second side, the first and second slots configured to slidably receive the first and second rails of the skin treatment device; an elongated blade supported by the blade holder, the blade extending in the longitudinal direction and including a cutting edge; and at least one first notch located on the first side of the blade holder and at least one second notch located on the second side of the blade holder, the at least one first and second notches located between the first and second slots and the blade edge, each of the at least one first and second notches configured to cooperate with a blade retainer to hold the blade holder in position on the blade retainer for slidably attaching the blade assembly to the skin treatment device when the blade assembly is held by the blade retainer, wherein the at least one first notch extends directly from the first slot and the at least one second notch extends directly from the second slot, each notch extending in a lateral direction toward the cutting edge.
1469 | Methods, devices, and systems for communicating with an implantable medical device of a last far field communication session during a subsequent far field communication session while using a same session key | An external device transfers a key to an implantable medical device over a proximity communication and then establishes a first far field communication session with the implantable medical device where the key is used for the first communication session. This first communication session may occur before implantation while the implantable medical device is positioned outside of the sterile field so that using a proximity communication is easily achieved. Once the implantable medical device is passed into the sterile field for implantation, the external device may then establish a second far field communication session with the implantable medical device where the last key that was used for the first communication session is again used for the second communication session which avoids the need for another proximity communication to occur within the sterile field. | 1. A method of communicating with an implantable medical device, comprising: sending a first key over a first proximity communication; sending a first far field communication from an external device in an attempt to begin a first far field communication session with the implantable medical device and exchange communications during the first far field communication session with the implantable medical device where the external device expects the implantable medical device to use the first key when exchanging the communications during the first far field communication session; conducting the first far field communication session with the implantable medical device when a response to the first far field communication is received by the external device that uses the first key; terminating the first far field communication session; sending a second key over a second proximity communication after terminating the first communication session; after sending the second key, sending at least one far field communication by the external device in an attempt to begin a second far field communication session where the external device expects communications of the second session, including a response to the first far field communication, to use the second key; conducting the second far field communication session using the second key when a response to the at least one far field communication of the second far field communication session is received by the external device that uses the second key; and conducting the second far field communication session using the first key when a response to the at least one far field communication of the second far field communication session is received by the external device that uses the first key.
1470 | Robotic athletic training or sporting method, apparatus, system, and computer program product | A sporting robotic device apparatus, system, method and/or computer program product may provide an electronically programmably controlled sporting device. Certain embodiments include a plurality of sporting devices coupled to a robot or a plurality of the at least one robots, where the plurality of robots each include a sporting device coupled to the plurality of robots, and where each robot includes a plurality of joint axes, motors, and structural members. The sporting robotic device can further include an electronic user interface coupled to the robots and an electronic computer processor, memory, input and output devices, and can include further features as claimed including at least one of the user interface with devices coupled thereto, the computer processor configured to save or retrieve a sporting routine from memory, to randomize a challenge, or configured to combine sporting routines, or shuffle sporting routines, previously saved. | 1. A sporting robotic device apparatus comprising: at least one or more of: a plurality of sporting devices coupled to at least one robot; or a plurality of said at least one robots, wherein said plurality of robots each comprise a sporting device coupled to said each of said plurality of robots; and wherein said at least one robot comprises: a plurality of joint axes, wherein each joint axis of said plurality of joint axes comprises: at least one motor; at least one structural member coupled to at least one of said each of said plurality of joint axes motors, wherein each of said at least one motor is configured to move an associated coupled at least one of said at least one structural member; and wherein the sporting robotic device apparatus further comprises: at least one electronic user interface coupled to said at least one robot or said plurality of robots, configured to interact with a user to receive a selection of at least one sporting routine for moving said plurality of sporting devices or said sporting device; at least one electronic computer processor, coupled to said at least one robot, or said plurality of robots; at least one electronic input device coupled to said at least one electronic computer processor; at least one electronic output device coupled to said at least one electronic computer processor; at least one electronic memory device coupled to said at least one electronic computer processor; and further comprising at least one or more of: wherein said electronic user interface comprises at least one of: an electronic display device, said at least one electronic input device, said at least one electronic output device, an electronic keyboard, or an electronic touchscreen; wherein said at least one electronic computer processor is configured to save or retrieve said at least one sporting routine from said at least one memory; wherein said at least one electronic computer processor is configured to randomize at least one challenge by said at least one sporting device; or wherein said electronic computer processor is configured to at least one or more of: combine a plurality of previously saved of said at least one sporting routine, or shuffle a plurality of previously saved of said at least one sporting routine.
1471 | Remote manipulation input device | A multidimensional input device includes an anthropomorphic arm with a handpiece which can be grasped by an operator configured to interact with a scenario represented in a display unit. The handpiece is removably associable to the terminal section of the anthropomorphic arm through a magnetic coupling spherical joint and includes: an inertial platform having an accelerometer, a gyroscope and a magnetometer; a gripper provided for the operator. The spherical joint has a spherical head belonging to the terminal section of the anthropomorphic arm or the handpiece, the spherical head being configured to be removable coupled to a corresponding spherical seat belonging to the handpiece or the terminal section of the anthropomorphic arm. The spherical head and/or the spherical seat are magnetized. | 1. A multidimensional input device comprising an anthropomorphic arm with a handpiece which can be grasped by an operator configured to interact with a scenario represented in a display unit, said handpiece being removably associable to a terminal section of said anthropomorphic arm through a magnetic coupling spherical joint, wherein the handpiece comprises: an inertial platform comprising an accelerometer, a gyroscope and a magnetometer; a gripper provided for the operator.
1472 | Smart wearable devices and methods with power consumption and network load optimization | Networked smart wearable devices and methods for dynamic power management of multiple wearable devices and the optimization of the network sensor data load through network control of the sensors in each wearable device is provided. | 1. A wearable sensor apparatus, comprising: (a) a computer processor with memory; (b) a plurality of sensors operably coupled to the processor; (c) a communications link; and (d) programming in a non-transitory computer readable medium and executable on the computer processor for performing steps comprising: (i) detecting satellite wearable devices that have one or more sensors that are in range of the communications link of the sensor apparatus; (ii) authenticating access rights for each detected device; (iii) communicating with the one or more detected devices; (iv) identifying control classifications of each detected satellite device; (v) establishing control of the apparatus and satellite devices based on the control classifications of the devices; (vi) controlling sensor actuation of the sensor apparatus and satellite devices; and (vii) acquiring sensor data from selected sensors from one or more of the detected devices that have been authenticated.
1473 | NFC/RF mechanism with multiple valid states for detecting an open container, and methods of making and using the same | A wireless (e.g., near field or RF) communication device, and methods of manufacturing and using the same are disclosed. The wireless communication device includes a receiver and/or transmitter, a substrate with an antenna thereon, an integrated circuit, and one or more protection lines. The antenna receives and/or transmits or broadcasts a wireless signal. The integrated circuit processes the wireless signal and/or information therefrom, and/or generates the wireless signal and/or information therefor. The integrated circuit has a first set of terminals electrically connected to the antenna. The protection line(s) are on a common or different substrate as the antenna. The protection line(s) sense or determine a continuity state of a package or container on which the communication device is placed or to which the communication device is fixed or adhered, and are electrically connected to a second set of terminals of the integrated circuit different from the first set of terminals. | 1. A wireless communication device, comprising: a) a receiver and a transmitter; b) a substrate with an antenna thereon, the antenna receiving a first wireless signal and transmitting or broadcasting a second wireless signal; c) an integrated circuit comprising (i) a continuity sensor and (ii) a memory, the integrated circuit being electrically connected to the antenna and configured to (i) process the first wireless signal and/or information therefrom, and (ii) generate the second wireless signal and/or information therefor; and d) one or more protection lines on a common or different substrate, the protection line(s) being (i) configured to sense or determine a continuity state of a package or container on which the communication device is placed or to which the communication device is fixed or adhered, and (ii) electrically connected to the continuity sensor, wherein: the memory includes one or more bits storing a value corresponding to the continuity state of the container or package, breaking at least one of the one or more protection lines causes at least one of the one or more bits to change, the second wireless signal communicates the value corresponding to the continuity state of the container or package, and the wireless communication device is configured such that it and/or a cloud system connected to it recognizes a change in the value of the continuity state and provides (i) a first consumer and/or user experience through the wireless communication device when the value of the continuity state of the container or package corresponds to a closed or sealed continuity state and (ii) a different consumer and/or user experience through the wireless communication device when the continuity state of the container or package corresponds to an opened continuity state.
1474 | Method and apparatus for recognizing behavior and providing information | A method and apparatus may capture an image of a second person with a camera on a frame worn by a user, transmit the image to a second device, receive a recommendation for the user to interact with the second person in response to a behavior of the second person, and display the recommendation to the user on how to interact with the second person in response to the second person's behavior. | 1. An apparatus comprising: a frame configured to be worn on a user'ss head; a camera on the frame configured to capture a video of a second person; a display on the frame configured to play the video for the user to see; a processor on the frame configured to receive a user command to pause the video being played on the display, rewind the video, and at least one of (1) play the video slowly on the display, and (2) zoom in on the second person and play the video on the display; a transceiver on the frame configured to transmit the video to a second device and receive, from the second device, information about a behavior of the second person determined from the video, wherein the display is configured to display the received information.
1475 | Method for providing health service and refrigerator therefor | A method of providing a health service through a refrigerator that includes determining biometric information of a user using the refrigerator, searching for a user profile including biometric information corresponding to the determined biometric information from a user profile database stored in the refrigerator, and providing the user with a health service based on a user profile stored in the user profile database corresponding to the user. | 1. A method of providing a health service through a refrigerator, the method comprising: obtaining first biometric information of a user using at least one sensor unit of the refrigerator; searching a storage unit of the refrigerator for a user profile including biometric information corresponding to the obtained first biometric information; determining whether the user is an object for measuring second biometric information based on the searched user profile; in response to the user being the object, obtaining at least one image of the user using at least one camera of the refrigerator; determining whether a posture of the user is appropriate for measuring the second biometric information, based on the at least one image; when determining that the posture is inappropriate, providing advice about a predetermined posture; when determining that the posture is appropriate, measuring the second biometric information of the user; and modifying a value of the measured second biometric information based on at least one of the user profile and the at least one image.
1476 | Systems and methods for detecting overstriding in runners | Methods and systems for detecting overstride in runners include measuring, using an inertial measurement unit affixed to a shank of a person, an acceleration and an angle of the shank during a stride, monitoring, using a microprocessor, the shank acceleration measurements to detect an acceleration profile indicative of the corresponding foot making initial contact with the ground during the stride, determining, using the microprocessor, the corresponding shank angle at initial contact from the shank angle measurements, comparing, using the microprocessor, the shank angle at initial contact to a threshold shank angle, and identifying, using the microprocessor, an overstride of the corresponding leg if the shank angle at initial contact exceeds the threshold shank angle. | 1. A method for detecting overstride, the method comprising: measuring, using an inertial measurement unit (IMU) affixed to a shank of a person, an acceleration and an angle of the shank during a stride; monitoring, using a microprocessor, the shank acceleration measurements to detect an acceleration profile indicative of the corresponding foot making initial contact with the ground during the stride; determining, using the microprocessor, the corresponding shank angle at initial contact from the shank angle measurements; comparing, using the microprocessor, the shank angle at initial contact to a threshold shank angle; identifying, using the microprocessor, an overstride of the corresponding leg if the shank angle at initial contact exceeds the threshold shank angle.
1477 | Uninterruptible power supply (UPS) direct current (DC) load leveling | A system includes an AC-DC converter configured to convert power from an AC supply to a DC bus to provide a first portion of power a medical imaging load. The system includes an uninterruptible power supply (UPS) coupled to the DC bus. The UPS comprises at least one battery cell and a DC-DC converter comprising one or more switches and coupled between the at least one battery cell and the DC bus. The system includes a control system comprising a processor configured to send one or more signals to control operation of the one or more switches to cause the DC-DC converter to control power discharged from the at least one battery cell to the DC bus to provide a second portion of power to the medical imaging load. | 1. A system comprising: an alternating current (AC)-direct current (DC) converter configured to convert power from an AC supply to a DC bus to provide a first portion of power to a medical imaging load; an uninterruptible power supply (UPS) coupled to the DC bus, wherein the UPS comprises: at least one battery cell; and a DC-DC converter comprising one or more switches and coupled between the at least one battery cell and the DC bus; and a control system comprising a processor configured to send one or more signals to control operation of the one or more switches to cause the DC-DC converter to control power discharged from the at least one battery cell to the DC bus to provide a second portion of power to the medical imaging load; wherein the DC bus is directly coupled to the medical imaging load and is configured to provide the first and second portions of power to the medical imaging load as DC power.
1478 | Front-end amplifier circuits for biomedical electronics | A front-end amplifier circuit for receiving a biological signal includes a signal channel. The signal channel amplifies the biological signal to generate a detection current and includes a capacitive-coupled transconductance amplifier. The capacitive-coupled transconductance amplifier amplifies the biological signal with a transconductance gain to generate a first current. | 1. A front-end amplifier circuit for receiving a biological signal, comprising: a signal channel, amplifying the biological signal to generate a detection current, wherein the signal channel comprises: a capacitive-coupled transconductance amplifier, amplifying the biological signal with a transconductance gain to generate a first current; and a band-pass filtering amplifier, filtering noise in the first current outside a bandwidth and amplifying the first current with a first current gain to generate a second current; a programmable-gain amplifier, amplifying the second current with a second current gain to generate the detection current on a programmable-gain output node, wherein the second current gain is programmable; and an offset cancellation circuit, configured to cancel output offset currents of the capacitive-coupled transconductance amplifier, the band-pass filtering amplifier, and the programmable-gain amplifier.
1479 | Package integrated security features | Embodiments of the invention include a physiological sensor system. According to an embodiment the sensor system may include a package substrate, a plurality of sensors formed on the substrate, a second electrical component, and an encryption bank formed along a data transmission path between the plurality of sensors and the second electrical component. In an embodiment the encryption bank may include a plurality of portions that each have one or more switches integrated into the package substrate. In an embodiment each sensor transmits data to the second electrical component along different portions of the encryption bank. In some embodiments, the switches may be piezoelectrically actuated. In other embodiments the switches may be actuated by thermal expansion. Additional embodiments may include tri- or bi-stable mechanical switches. | 1. A microelectronic package, comprising: a package substrate; a first electrical component; a second electrical component; and an encryption bank formed along a data transmission path between the first electrical component and the second electrical component, wherein the encryption bank comprises a plurality of switches integrated into the package substrate.
1480 | System and method for device action and configuration based on user context detection from sensors in peripheral devices | A system and method for device action and configuration based on user context detection from sensors in peripheral devices are disclosed. A mobile device includes an interface to receive sensor data from a sensor of a wearable peripheral device worn by a user. The mobile device further includes at least one processor to: identify an activity engaged in by the user based on the sensor data, detect a completion of the activity based on the sensor data, and configure the mobile device to generate a notification to the user in response to the detection of the completion of the activity. | 1. A mobile device comprising: an interface to receive audio data from a sensor of a wearable peripheral device worn by a user; and at least one processor to: identify when the user is eating based on the audio data indicating the user is at least one of chewing or swallowing, the audio data generated in response to at least one of movement or sound of the user, detect completion of the eating based on the audio data, and configure the mobile device to generate a reminder to the user in response to the detection of the completion of the eating, the reminder to remind the user to take medication following the completion of the eating.
1481 | Wireless synchronized apparatus and system | Disclosed embodiments include an apparatus that comprises (a) a kinematics sensor module including an accelerometer, a gyroscope, a magnetometer, or combinations thereof; and (b) a bidirectional wireless communication module configured for wirelessly synchronizing the sampling time instances of the kinematics sensor module with the sampling time instances of at least a second wearable apparatus including a second kinematics sensor module. | 1. A wearable apparatus, comprising: (a) an accelerometer, a gyroscope, a magnetometer, or combinations thereof; and (b) a processor causing a bidirectional wireless communication module within said wearable apparatus to continuously and wirelessly synchronize a plurality of sampling time instances of said accelerometer, gyroscope, magnetometer, or combinations thereof with a plurality of sampling time instances of at least a second wearable apparatus comprising an accelerometer, a gyroscope, a magnetometer, or combinations thereof, wherein synchronization of said sampling time instances is performed during data collection.
1482 | System and method for generating extreme ultraviolet light | A system includes a chamber, a laser beam apparatus configured to generate a laser beam to be introduced into the chamber, a laser controller for the laser beam apparatus to control at least a beam intensity and an output timing of the laser beam, and a target supply unit configured to supply a target material into the chamber, the target material being irradiated with the laser beam for generating extreme ultraviolet light. | 1. An extreme ultraviolet light generation system configured to irradiate a target with a first pulse laser beam and a second pulse laser beam to turn the target into plasma thereby generating extreme ultraviolet light, comprising: a chamber having at least one aperture configured to introduce the first pulse laser beam and the second pulse laser beam; a target supply unit configured to supply the target to a predetermined region in the chamber; a first laser apparatus configured to output the first pulse laser beam with which the target in the chamber is irradiated so as to make the target be diffused in a dome shape; and a second laser apparatus configured to output the second pulse laser beam with which the target which has been irradiated with the first pulse laser beam is further irradiated.
1483 | Shielded enclosure having tortuous path seal | A modular system of plastic walls having embedded and coextensive electrically conductive components configured to electrically connect with each other when the walls are mated. The walls have joining edges that form joint seams with other walls when joined together to create an enclosure. When enough walls are used to surround a storage space, a Faraday cage is created. The walls additionally have portions of tortuous paths at each joining edge that mate with a complementary portion of a tortuous path of another wall when the walls are joined together. A torturous path seal is thereby created at each joint seam. The plastic walls can be configured in a multiplicity of combinations to create various enclosures necessary for RFID-enabled storage and tracking of medical articles. Containers, enclosures, cabinets, and drawers of differing heights and sizes can be made and they may be stacked or otherwise assembled. | 1. A medical article storage container having an internal storage space, the storage container being shielded from leaking radio-frequency (&quot;RF&quot;) energy out of and into the storage space, the container formed with a plurality of interconnected walls, the container comprising: a first wall located at a side of the storage space, the first wall comprising a substrate formed of an electrically non-conductive material, the first wall having a joining edge configured to physically mate with another wall to form a joint seam between the two walls, the joining edge having a width, the first wall also comprising an electrically conductive component that is configured to be coextensive with the first wall substrate and extend to the joining edge of the first wall substrate at which location the electrically conductive component is exposed to electrically connect with an electrically conductive component of another wall at the joint seam, the first wall also comprising a portion of a channel extending outwardly at the joining edge, the channel portion being as wide as the joining edge and having a shape including a bend and configured to physically mate with a complementary portion of a channel of another wall that is joined with the first wall at the joint seam; and a second wall located at a side of the storage space, the second wall comprising a substrate that is formed of an electrically non-conductive material, the second wall having a joining edge that is physically mated with the joining edge of the first wall to form a joint seam between the two walls, the joining edge having a width, the second wall also comprising an electrically conductive component that is configured to be coextensive with the second wall substrate and extend to the joining edge of the second wall substrate at which location the electrically conductive component is exposed, the electrically conductive component of the second wall being electrically connected to the electrically conductive component of the first wall at the joint seam, the second wall also comprising a portion of a channel extending outwardly at the joining edge of the second wall, the channel portion of the second wall being as wide as the joining edge of the second wall and having a complementary shape to the shape of the portion of the channel of the first wall including the bend, the second wall channel portion being physically mated with the channel portion of the first wall to form an electrical channel with a bend thereby providing a tortuous path seal at the joint seam to attenuate RF energy leaking out of and into the storage space; wherein the first and second walls have selectable sizes relative to each other wherein the first wall is used in a first storage container of a first size and the second wall is used in a second storage container of a second size that is different from the first storage container, wherein the first and second storage containers are modular containers that are connected together at joint seams of the first walls of the first storage container being connected to the second walls of the second storage container, whereby the electrical connections of the first and second walls form a part of a Faraday cage around the storage space and the tortuous path seal provides further shielding from RF leakage.
1484 | Input assembly for an article of manufacture | An article of footwear, an article of apparel or protective gear can include a tensioning apparatus for tightening, for example, laces, cables or strings or other devices that secure the article to a wearer. The tensioning apparatus receives signals from an input assembly that is in communication with the tensioning apparatus. The input assembly may include pairs of wires that have twisted loops or other curvilinear segments that allow the input assembly to accommodate to different actions by the wearer of the footwear. The input assembly may also include a flexible epoxy cover that protects the connections between the wires and a printed circuit board that includes input devices. | 1. An input assembly comprising: a first pair of conductors having a proximal end and a distal end, said first pair of conductors comprising a first conductor and a second conductor, wherein the first conductor has a proximal end and a distal end and the second conductor has a proximal end and a distal end; a second pair of conductors having a proximal end and a distal end, said second pair of conductors comprising a third conductor and a fourth conductor, wherein the third conductor has a proximal end and a distal end, and the fourth conductor has a proximal end and a distal end; a printed circuit board having a first connection point, a second connection point, a third connection point and a fourth connection point; the first conductor being connected at the distal end to the first connection point, the second conductor being connected at the distal end to the second connection point, the third conductor being connected at the distal end to the third connection point and the fourth conductor being connected at the distal end to the fourth connection point; the first pair of conductors forming a first twisted loop between the distal end of the first pair of conductors and the proximal end of the first pair of conductors, said first twisted loop having a first diameter and the second pair of conductors forming a second twisted loop between the distal end of the second pair of conductors and the proximal end of the second pair of conductors, said second twisted loop having a second diameter, such that the first twisted loop and the second twisted loop form opposed twisted loops; the first twisted loop includes a first inner retaining member slidably holding both the first conductor and the second conductor; and the second twisted loop includes a second inner retaining member slidably holding both the third conductor and the fourth conductor.
1485 | System configured for measuring physiological parameters | A wearable device for measuring physiological parameters includes a light source having a plurality of semiconductor light emitting diodes (LEDs) each configured to generate an output optical beam, wherein at least a portion of the one or more optical beam wavelengths is a near-infrared wavelength. The light source is configured to increase signal-to-noise ratio by increasing light intensity for at least one of the LEDs and by increasing a pulse rate of at least one of the LEDs. A lens is configured to receive the output optical beam and to deliver a lens output beam to tissue. A detection system generates an output signal in response to the lens output beam reflected from the tissue, wherein the detection system is configured to be synchronized to the light source, and is located a different distance from a first one of the LEDs than a second one of the LEDs. | 1. A system comprising: a light source comprising a plurality of light emitting diodes, each of the light emitting diodes configured to generate an output optical beam having one or more optical wavelengths, wherein at least a portion of the one or more optical wavelengths is a near-infrared wavelength between 700 nanometers and 2500 nanometers; a lens positioned to receive at least a portion of at least one of the output optical beams and to deliver a lens output beam to tissue; a reflective surface positioned to receive and redirect at least a portion of light reflected from the tissue; a detection system located to receive at least a portion of the lens output beam reflected from the tissue and configured to generate an output signal based on the received portion of the lens output beam reflected from the tissue, the output signal having a signal-to-noise ratio, wherein the detection system is further configured to be synchronized to the light source; a personal device comprising a wireless receiver, a wireless transmitter, a display, a microphone, a speaker, one or more buttons or knobs, a microprocessor, and a touch screen, the personal device configured to receive and process at least a portion of the output signal, wherein the personal device is configured to store and display the processed output signal, and wherein at least a portion of the processed output signal is configured to be transmitted over a wireless transmission link; and a remote device configured to receive over the wireless transmission link an output status comprising the at least a portion of the processed output signal, to process the received output status to generate processed data, and to store the processed data; wherein the output signal is indicative of one or more physiological parameters, and the remote device is configured to store a history of at least a portion of the one or more physiological parameters over a specified period of time; the light source configured to improve the signal-to-noise ratio of the output signal by increasing light intensity relative to an initial light intensity from at least one of the plurality of light emitting diodes and by increasing pulse rate relative to an initial pulse rate of at least one of the plurality of light emitting diodes; wherein the detection system includes a plurality of spatially separated detectors, wherein at least one analog to digital converter is coupled to the spatially separated detectors and is configured to generate at least two data signals, and the device is configured to further improve the signal-to-noise ratio by differencing the two data signals; and wherein the detection system further comprises one or more spectral filters positioned in front of at least some of the plurality of spatially separated detectors.
1486 | Photoacoustic measurement device and laser light source | A flash lamp 32 excites a laser rod 31 . A Q switch 35 which changes the loss of the optical resonator according to the voltage applied is inserted on the optical path of a pair of mirrors 33 and 34 forming the optical resonator. An optical path shutter 39 is provided on the optical path of laser emission light. In a first operation mode in which laser emission is performed, the optical path shutter 39 is opened and the voltage applied to the Q switch 35 is changed from a high voltage to, for example, 0 V to emit pulsed laser light after the flash lamp 32 excites the laser rod 31 . In a second operation mode in which the laser emission is interrupted and waited for, the optical path shutter 39 is closed and the voltage applied to the Q switch 35 is, for example, 0 V. | 1. A photoacoustic measurement device comprising: a laser medium; an excitation unit that excites the laser medium; an optical resonator including a pair of mirrors that face each other with the laser medium interposed therebetween; a Q switch that is provided on an optical path of the optical resonator and changes optical loss of the optical resonator, according to a voltage applied, such that the optical loss of the optical resonator when a first voltage level is applied to the Q switch is more than the optical loss of the optical resonator when a second voltage level lower than the first voltage level is applied to the Q switch; a laser light source that is provided on an optical path of laser emission light and has an optical path shutter; an acoustic wave detection unit that, after light is emitted from the laser light source to a subject, detects a photoacoustic wave generated by the emission of the light; a photoacoustic signal processing unit that performs signal processing for the photoacoustic wave; and a control unit that performs control such that, in a first operation mode in which laser emission is performed, the optical path shutter transmits the light from the laser light source and the voltage applied to the Q switch is changed from the first voltage level to the second voltage level to emit pulsed laser light after the excitation unit excites the laser medium; and such that, in a second operation mode in which the laser emission is interrupted and waited for, the optical path shutter blocks the light from the laser light source and the second voltage level is applied to the Q switch.
1487 | Method and apparatus for controlling alarms | Methods, apparatuses and systems for controlling an alarm are set forth herein for reminding a user with assurance of sleep quality. The method includes receiving sleep information, determining a sleep status, determining whether duration of the sleep status reaches a pre-determined duration threshold, and based on a determination that the duration of the sleep status reaches the pre-determined duration threshold, outputting alarming information. | 1. A method of controlling an alarm, comprising: determining, by a computing device, a sleep status of a user based on sleep information of the user; determining, by the computing device, a duration threshold based on a time of day that the user enters a sleep status and pre-determined relationships between the time of day and corresponding duration thresholds, wherein the duration threshold is a first duration threshold at night, the duration threshold is a second duration threshold during daylight hours, and the first duration threshold is longer than the second duration threshold; determining, by a timer of the computing device, whether duration of the sleep status reaches the duration threshold, wherein the timer stops when the user is not in the sleep status prior to the duration threshold being reached and resumes when the user returns to the sleep status; and based on a determination that the duration of the sleep status reaches the duration threshold, outputting, by the computing device, alarming information for triggering a preset action by the alarm.
1488 | Remotely powered sensory implant | An implant ( 110 ) includes an antenna unit ( 130 ) and an encapsulation. The antenna unit includes an elongated ferrite core ( 142 ) having a first length and an antenna coil ( 146 ) wound around the ferrite core, and is configured to communicate with an external unit ( 120 ) using inductive coupling of a magnetic field. The encapsulation encapsulates the antenna unit, and includes one or more openings ( 134 ) that are aligned with the ferrite core and have respective second lengths that are equal to or greater than the first length of the ferrite core. | 1. An implant, comprising: an antenna, which is configured to communicate with an external unit using inductive coupling of a magnetic field; circuitry, which is configured to produce data for transmission to the external unit, and to receive electrical power from the magnetic field via the antenna for powering the circuitry; a voltage clamping element, which is coupled to clamp a voltage induced by the magnetic field across the antenna; and a modulation switch, configured to modulate a load impedance applied to the antenna as a function of the data, so as to transmit the data, wherein the electrical power that powers the circuitry is provided to the circuitry from a connection point between the modulation switch and the voltage clamping element, such that the circuitry is disconnected from the antenna while the modulation switch is open.
1489 | Medical system having combined and synergized data output from multiple independent inputs | The present disclosure relates generally to medical systems and methods for combining and synergizing information in an expedient format for viewing on a display screen. In one embodiment, a method for combining and synergizing data from different medical systems comprises obtaining from a first medical system an image disposed relative to a first coordinate system, obtaining from a second medical system supplemental data; synchronizing first and second clocks of the first and second medical systems, respectively, and displaying in synchronicity the supplemental data combined with the image. In other embodiments, coordinate systems of the first and second medical systems can be co-registered. In another embodiment, sensor integration time and spatial accuracy of the first and second medical systems can be used with an algorithm to produce synergized information. | 1. A method for combining and synergizing data from different medical systems, the method comprising the following: Obtaining, by an electronic control unit (ECU) comprising a processor, from a first medical system an image disposed relative to a first coordinate system; Obtaining, by the ECU, from a second medical system supplemental data; synchronizing, by the ECU, first and second clocks of the first and second medical systems, respectively; interpolating, by the ECU, an image accuracy value of the first medical system with a three dimensional accuracy value of a sensor of the second medical system; receiving, by the ECU, the image and supplemental data by a third medical system that displays in synchronicity the supplemental data combined with the image in real-time, the third medical system including a magnetic position sensor to generate magnetic-based location data relative to a third coordinate system; and displaying in synchronicity, by the ECU, the supplemental data combined with the image.
1490 | Ultrasound diagnostic equipment with rechargeable ultrasound probes | An ultrasound diagnostic equipment has at least one rechargeable ultrasound probe with a built-in battery, and a diagnostic equipment body connected to the at least one ultrasound probe in a wireless manner, wherein the diagnostic equipment body includes a power supply unit which supplies power to the battery of the at least one ultrasound probe, and a power supply controller which causes the battery of the at least one ultrasound probe to selectively perform refresh charging and top-up charging using the power supply unit on the basis of power supply information to the battery of the at least one ultrasound probe and the examination situation in the diagnostic equipment body. | 1. An ultrasound diagnostic equipment comprising: a plurality of rechargeable ultrasound probes, the plurality of rechargeable ultrasound probes comprising a first rechargeable ultrasound probe comprising a first battery and a second rechargeable ultrasound probe comprising a second battery; and a diagnostic equipment body connected to the plurality of ultrasound probes in a wireless manner, wherein the diagnostic equipment body includes a plurality of probe holders configured to hold the plurality of rechargeable ultrasound probes, a power source unit configured to supply power to the first and second batteries; and a power supply controller configured to: determine whether or not it is necessary to charge the first battery based whether or not a residual amount of power of the first battery falls below a first threshold value, determine whether or not it is a refresh charging timings wherein the refresh charging timing is a timing of an end of an examination for the day, at which the first battery is to be once discharged to make the residual amount of power of the first battery zero and then is to be charged, determines whether a number of times of top-up charging of the first battery has reached a predetermined second threshold value, perform a refresh charging of the first battery using the power source unit in a case of determining that it is necessary to charge the first battery, that it is the refresh charging timing and that the number of times of top-up charging of the first battery has reached the predetermined second threshold value, and reset the number of times of top-up charging of the first battery to zero when the refresh charging of the first battery is completed, perform a top-up charging of the first battery using the power source unit in a case of determining that it is necessary to charge the first battery and that it is not the refresh charging timing, and perform a top-up charging of the first battery using the power source unit in a case of determining that it is necessary to charge the first battery, that it is the refresh charging timing and that the number of times of top-up charging of the first battery has not reached the predetermined second threshold value: wherein the power supply controller is further configured to: determine whether or not it is necessary to charge the second battery while the refresh charging of the first battery is being performed based on whether or not a residual amount of power of the second battery falls below the first threshold value, determine whether or not the first rechargeable ultrasound probe has an identical type with that of the second rechargeable ultrasound probe, and if the first and second rechargeable ultrasound probes have the identical type and if it is necessary to charge the second battery while the refresh charging of the first battery is being performed, perform a top-up charging of the second battery using the power source unit without performing a refresh charging of the second battery.
1491 | Robotically-controlled motorized surgical instrument with an end effector | A surgical tool configured for operation in connection with a robotic system. The surgical tool includes a shaft and an end effector extending distally from the shaft. The end effector comprises a first jaw member and a second jaw member movable relative to the first jaw member from a closed position to an open position in response to at least one axial motion. In addition, the surgical tool includes a motor configured to generate at least one rotational motion and a motion conversion assembly operably coupled to the motor and the second jaw member, wherein the motion conversion assembly is configured to convert the at least one rotational motion to the at least one axial motion. | 1. A surgical instrument, comprising: a housing comprising a motor and a control circuit, wherein the housing and the control circuit are couplable to a robotic system, and wherein the control circuit is configured to control the motor based on a control signal provided by the robotic system; a modular shaft assembly extending distally from the housing, wherein the modular shaft assembly is detachably coupled to the housing; an end effector extending distally from the modular shaft assembly, the end effector comprising: a first jaw member configured to support a removable staple cartridge; and a second jaw member movable relative to the first jaw member between an open position and a closed position; an axially movable drive member in operable communication with the second jaw member; and a rotary drive shaft in operable communication with the motor, wherein the rotary drive shaft is in operable engagement with the axially movable drive member, wherein at least one rotational motion of the rotary drive shaft causes the axially movable drive member to move the second jaw member relative to the first jaw member from the closed position to the open position.
1492 | Radio frequency generator and a method of generating radio frequency energy utilizing the radio frequency generator | A radio frequency generator, includes an input voltage unit, a smart power unit, a voltage acquisition unit, a power amplifier unit, an output unit, a load unit, a current acquisition unit, a processor unit, a signal transmission and drive unit and an input control unit. The present application combined advantages of the high-frequency electric knife and the radio frequency ablation device, can be used for both cutting and coagulating the target tissue, and the ablation or treatment to the target tissue. This radio frequency generator has high versatility, can be used as standard component to produce and manufacture. Different medical radio frequency manufacturers can produce and manufacture their own products to meet clinical needs of different clients and different departments for example, by changing a small quantity of peripheral circuits or software. | 1. A radio frequency generator, comprising: an input voltage unit, a smart power unit, a voltage acquisition unit, a power amplifier unit, an output unit and a load unit connected in sequence; a processor unit is connected between the voltage acquisition unit and the smart power unit; a current acquisition unit is set between the power amplifier unit and the processor unit; wherein: the input voltage unit is used for providing direct current (DC) voltage to the smart power unit; the smart power unit is used for providing variable DC voltage to the power amplifier unit; the voltage acquisition unit is used to collect the actual output voltage of the smart power unit; the current acquisition unit is used to collect the actual output current of the smart power unit; the processor unit is used to obtain the actual output power and actual impedance of the smart power unit, based on the collected actual output voltage and actual output current, and calculate the actual impedance and obtained actual power of the load unit, compare the actual output power of the smart power unit and the actual impedance of the load unit with a preset value respectively, and adjust the actual output voltage or actual output power of the smart power unit based on the result of comparison, to keep the actual output power of the smart power unit and the preset power consistent, to make the load unit get expected radio frequency energy; and a signal transmission and drive unit, is connected to a drive end of the power amplifier unit, to generate high-frequency drive signal to drive the power amplifier unit.
1493 | Mounting system that maintains stability of optics as temperature changes | An optical system comprises a detector to determine one or more intensities of light impinging on one or more locations of the detector and an optical element to redirect light towards the detector along a detection axis. The detector and optical element are coupled together by three or more substantially flat flexures respectively defining three or more flexure planes parallel to the detection axis. The three or more substantially flat flexures prevent rotational movement of the optical element with respect to the detector with changes in temperature. | 1. A scanner comprising: a light source to generate light; a microlens array to split the light into an array of light beams; a base; a detector, mounted to the base, comprising an array of sensors, wherein each sensor of the array of sensors determines an intensity of light impinging on the sensor; a beam splitter to transmit the array of light beams towards a target and redirect a reflected array of light beams from the target towards the detector along a detection axis in a first direction; and three or more flexures that couple the beam splitter to the base, wherein thermal expansion or contraction of the beam splitter with respect to at least one of the detector or the base bends each flexure of the three or more flexures in a respective second direction without bending the flexure in a respective third direction approximately perpendicular to the first direction and the respective second direction, wherein the three or more flexures maintain an alignment of the microlens array to the detector with changes in temperature.
1494 | Assembly with a coaxial audio connector for charging an implantable medical device | Disclosed is a charging coil assembly for a mobile device able to wirelessly provide power to charge a battery in an Implantable Medical Device (IMD). The assembly includes a coaxial connector that can be inserted into a coaxial audio port on the mobile device to allow bi-directional communications between the assembly and the mobile device. One or more housings coupled to the connector by a cable can include control circuitry, a charging coil, and a battery. The charging coil can be driven by control circuitry in the assembly or by a charging audio signal at an audio frequency provided by the mobile device via the audio port and connector. A Charging Application on the mobile device can detect and authenticate the charging coil assembly, and render a charging graphical user interface on the mobile device to control and/or monitor charging of the IMD. | 1. An assembly coupleable to a mobile device to enable power delivery to a medical device, comprising: a housing; a charging coil within the housing; a battery within the housing, wherein the battery is configured to provide power to produce a magnetic charging field for the medical device from the charging coil; and a connector, wherein the connector is configured for connection to an audio port on a mobile device, wherein the charging coil is configured to be controlled by an audio signal received from the mobile device via the connector to produce the magnetic charging field.
1495 | Utility module | A defibrillator system optimizes the timing and manner of applying a defibrillator charge to a patient based upon data provided to the defibrillator from a utility module or one or more external devices. A parameter module on the utility module provides the defibrillator with patient parameter information. Devices external to the utility module may provide the utility module with coaching data that the utility module may pass through to the defibrillator as a proxy to the external devices. The utility module may also provide external devices with patient data that the utility module may pass through to the external devices as a proxy to the defibrillator on a scheduled or other basis. The utility module may additionally provide a reserve of power to enable defibrillators to be used where power is unavailable and to enable defibrillators to deliver multiple charges more readily anywhere, anytime. | 1. A docking station comprising: a utility module configured to receive a defibrillator and to provide data to the defibrillator when the defibrillator is connected to the utility module, the utility module comprising a parameter module configured to detect a parameter of a patient, wherein the defibrillator comprises an energy storage device configured to store an electrical charge and a defibrillator processor; and wherein the docking station is configured to be carried with the defibrillator to the patient.
1496 | Systems and methods for sensing balanced-action for improving mammal work-track efficiency | An example system includes one or more sleeves, each configured for attachment to a leg and comprising a pressure sensor, an accelerometer and a magnetometer. A processor processes sensor signals from the pressure sensor, the accelerometer and the magnetometer to estimate action (A) and work (W) using event detections of peak stance and valley swing events associated with leg movement, for optimizing energy efficiency for maintaining a balance of the body leaning forward in a gravity pull-down force, with the periodic upward force of the sequential foot-thrusts with the toes. | 1. A system comprising: one or more sleeves, each configured for attachment to a leg and comprising a pressure sensor, an accelerometer and a magnetometer; and a processor for processing sensor signals from the pressure sensor, the accelerometer and the magnetometer to estimate action (A) and work (W) using event detections of peak stance and valley swing events associated with leg movement, wherein the processor detects small changes during swing from brain feedback of proprioception sensing of the lower body component locations and movement dynamics to adjust the swing reversal behavior with feedback for a minimum off-unbalance and use of friction in stepping forward with each stance step.
1497 | Athletic performance user interface | Athletic data may be recorded and displayed using a computing device such as a mobile communication device during performance of physical activity. In some examples, the device may provide options for defining and recording athletic activity performed by the user. Such options may include various content item selection and rendering controls. Additionally or alternatively, route selection and controls may be provided through the device. Recorded activity data may further be transmitted to a remote site through a network. | 1. A non-transitory machine readable medium storing instructions that, when executed, cause a mobile device to: generate a selection interface displaying a plurality of selectable athletic activity types; receive a selection of an activity type from the selection interface; and initiate an athletic activity recordation process including: deactivating at least a portion of the selection interface; mapping one or more selectable functions of the at least a portion of the selection interface to one or more hardware buttons of the mobile device; receiving athletic activity data for the athletic activity being performed from one or more sensors; and generating an in-workout interface, wherein the in-workout interface includes at least a portion of the received athletic activity data corresponding to the selected activity type.
1498 | Watch-type mobile terminal and method for controlling same | The present invention relates to a watch-type mobile terminal and a method for controlling the same. More specifically, the present invention relates to a watch-type mobile terminal which displays an activity amount, an exercise amount, and the physical age in the daily life of a user; and a method for controlling the same. In order to achieve the objective and other objectives, a watch-type mobile terminal according to one aspect of the present invention, comprises: a display unit; a sensing unit for sensing exercise information of a user and an input signal; and a control unit, wherein the control unit determines, from the exercise information, a first state in which a user is in the middle of daily activities, or a second state in which the user is in the middle of a predefined exercise. In case of the first state, the display unit displays a first indicator which represents a real-time activity amount. In the case of the second state, the display unit displays a second indicator which represents exercise efficiency. | 1. A watch-type mobile terminal, comprising: a display; a sensor configured to detect a user'ss activity information; and a controller configured to: determine whether the detected activity information corresponds to a first state of regular activity of the user or to a second state of user exercise; when the detected activity information corresponds to the first state, cause the display to display a first indicator indicating a real-time activity amount; and when the detected activity information corresponds to the second state, cause the display to display a second indicator indicating exercise efficiency of the user; wherein the controller is further configured to cause the display to display, via a displayed photo of the user, a third indicator indicating a physically equivalent age of the user based on the detected activity information, the exercise efficiency, and daily life vitality of the user, during an evaluation of the user'ss overall life cycle.
1499 | User interface for an electrically motorized vehicle | A system, method, and device for operations of an electrically motorized vehicle. The vehicle can utilize an electrically motorized wheel to convert a non-motorized wheeled vehicle to an electrically motorized wheeled vehicle. A user interface for controlling the device of the electrically motorized wheel includes at least one button displayable by the user interface to control a function associated with the device. | 1. A method of navigating an electrically motorized human-powered vehicle, the method comprising: suggesting a first route to a destination for the vehicle based in part on aggregated data from sensors of a plurality of electrically motorized human-powered vehicles, wherein the sensors are operable to measure human effort that propels each of the plurality of electrically motorized human-powered vehicles by detecting a torque applied by a user to a drive system of the electrically motorized human-powered vehicle or a rotational speed of the drive system.
1500 | User physical attribute based device and content management system | Systems and methods for device and content management include determining a user is viewing virtual reality content from a user device, and receiving, through a network from the user device, body information associated with the user while the user is viewing the virtual reality content. A user device management configuration associated with the body information is determined. A user device management action is retrieved using the user device management configuration. A notification associated with the user device management action that causes the user device to perform the user device management action and modify the virtual reality content being viewed by the user is sent through the network to the user device. | 1. A system, comprising: a non-transitory memory; and one or more hardware processors coupled to the non-transitory memory and configured to read instructions from the non-transitory memory to cause the system to perform operations comprising: determining a user is performing a first task using a user device; receiving, by a system provider device through a network, medical history information associated with the user; determining, by the system provider device, a user device management configuration based on the medical history information; receiving, by the system provider device through the network from the user device, user device usage information associated with the user; determining, by the system provider device, a user device management action based on the user device usage information and the user device management configuration, and sending, through the network to the user device, a notification associated with the user device management action that causes the user device to perform the user device management action.
1501 | Haptic augmented and virtual reality system for simulation of surgical procedures | The present technology relates to systems, methods and devices for haptically-enabled virtual reality simulation of cerebral aneurysm clipping, wherein a user uses two physical stations during the simulation. The first station is a haptic and augmented reality station, and the second station is a haptic and virtual reality station. | 1. A method of performing a simulated surgical procedure that includes open surgery steps and microsurgery steps using a haptic augmented and virtual reality system, the method comprising steps of: performing at least one open surgery step of a simulated surgical procedure using an open surgery station, the open surgery station comprising: a first haptic device comprising a hand-held stylus and driven by haptics rendering logic, wherein the first haptic device tracks a user'ss hand movements and provides force feedback to the user; a first display system driven by graphics logic, wherein the first display system comprises a display screen and a head tracking system, and provides a dynamic user-centered perspective of open surgical views of a portion of a virtual patient'ss anatomy and at least a first virtual surgical instrument, wherein the virtual instrument is visually superimposed over the hand-held stylus of the haptic device, permitting the user to see both the virtual instrument and the user'ss hands, and moves as the stylus moves based on data received from the first haptic device; and open surgery station logic that integrates the haptics rendering logic and the graphics logic and provides real-time simulation of the open surgery steps of the surgical procedure, including updating the open surgical views in real time in response to user operations performed with the first haptic device and according to the orientation of the user'ss head by the head tracking system; and performing at least one micro-surgery step of a simulated surgical procedure using a microsurgery station, the microsurgery station comprising: a second haptic device driven by haptics rendering logic, wherein the second haptic device tracks the user'ss hand movements and provides force feedback to the user; a second display system driven by graphics logic, wherein the second display system comprises a binocular surgical microscope eyepiece and display screens configured to allow the user to acquire depth perception, and provides microsurgical views of a portion of the virtual patient'ss anatomy and at least a second virtual surgical instrument whose position is simulated based on data received from the second haptic device; and microsurgery station logic that integrates the haptics rendering logic and the graphics logic and provides real-time simulation of the microsurgery steps of the surgical procedure including updating the microsurgical surgical views in real time in response to user operations performed with the second haptic device.
1502 | Smart pneumatic coupler | A pneumatic coupler having a pneumatic control device and a coupler detection module. The coupler detection module coupled to the pneumatic control device. The pneumatic coupler also having a signal bearing medium that is communicatively coupled to the coupler detection module and to a pneumatic device coupled to the pneumatic coupler. The signal bearing medium storing one or more of an identification of the pneumatic coupler and instructions for the pneumatic device. | 1. A pneumatic coupler comprising: a pneumatic control device; a coupler detection module coupled to the pneumatic control device; and a signal bearing medium communicatively coupled to the coupler detection module, the signal bearing medium configured to be communicatively coupled to a pneumatic device, the pneumatic device being pneumatically coupled to the pneumatic coupler, and the signal bearing medium being a memory containing one or more of at least an identification of the pneumatic coupler or instructions for a pneumatic device.
1503 | Wireless tag apparatus and related medication compliance monitoring techniques | A wireless tag apparatus and related medication compliance monitoring techniques are disclosed. In some embodiments, the apparatus may include a motion detector configured to detect at least one of a movement of and an impact to the apparatus. The apparatus also may include a sensing circuit configured to scan, in response to the detection by the motion detector, a sensor array associated with a medication dispenser external to the apparatus to determine whether contents of at least one medication compartment of the medication dispenser have been expelled. The apparatus further may include a transmitter configured to transmit, in response to the detection by the motion detector, a signal including data pertaining to whether the contents of the at least one medication compartment have been expelled, wherein the signal is a radio frequency signal. In some embodiments, the apparatus may be configured for use, for example, in monitoring medication compliance. | 1. A wireless tag apparatus comprising: a motion detector configured to detect at least one of a movement of the wireless tag apparatus and an impact to the wireless tag apparatus; a sensing circuit configured to scan, in response to the detection by the motion detector of the at least one of the movement of the wireless tag apparatus and the impact to the wireless tag apparatus, a sensor array associated with a medication dispenser external to the wireless tag apparatus to determine whether contents of at least one medication compartment of the medication dispenser have been expelled, wherein the sensing circuit is configured to scan the sensor array: at a first scan rate when the motion detector has detected the at least one of the movement of the wireless tag apparatus and the impact to the wireless tag apparatus; and at a second scan rate that is lower than the first scan rate when the motion detector has not detected at least one of the movement of the wireless tag apparatus and the impact to the wireless tag apparatus; and a transmitter configured to transmit, in response to the detection by the motion detector of the at least one of the movement of the wireless tag apparatus and the impact to the wireless tag apparatus, a first signal including data pertaining to whether the contents of the at least one medication compartment have been expelled, wherein the first signal is a radio frequency signal.
1504 | Sensor array, method of making same, and related medication compliance monitoring techniques | A sensor array, method of making same, and related medication compliance monitoring techniques are disclosed. In some embodiments, the array may include a plurality of electrically conductive traces including first and second electrically conductive traces that are electrically isolated from one another. The array also may include an electrically resistive element coupled with the first and second electrically conductive traces. The array may be configured to interface with a medication dispenser such that: the electrically resistive element is disposed over at least one medication compartment of the medication dispenser; and in expelling contents of the at least one medication compartment of the medication dispenser, the electrically resistive element is broken. In some embodiments, the array may be configured for use, for example, in monitoring medication compliance. | 1. A sensor array comprising: a plurality of electrically conductive traces comprising: a first electrically conductive trace; and a second electrically conductive trace intersecting the first electrically conductive trace at an intersection point and electrically isolated from the first electrically conductive trace by an insulating material disposed at the intersection point; and an electrically resistive element coupled with the first electrically conductive trace and the second electrically conductive trace; wherein the sensor array is configured to interface with a medication dispenser such that: the electrically resistive element is disposed over at least one medication compartment of the medication dispenser; and in expelling contents of the at least one medication compartment of the medication dispenser, the electrically resistive element is broken.
1505 | Methods, systems, and products for tracking surgical items | Methods, systems, and products track equipment used during surgical procedures. An allowable zone associated with a surgical procedure is identified. The allowable zone determines where surgical items may be used during the procedure. A location of a surgical item is determined. When the location is outside the allowable zone, an alarm is triggered to indicate the surgical item is moving outside the allowable zone towards an area in which the surgical item may not be used. | 1. A method comprising: identifying, via a computing device, a type of surgical procedure in which a non-disposable surgical equipment is to be used, the non-disposable surgical equipment having a tag, wherein the tag comprises a radio frequency identification tag; determining, via the computing device, whether an alert is entered for the non-disposable surgical equipment, the alert relates to a need to remove the non-disposable surgical equipment from service; associating, via the computing device, the type of surgical procedure to a patient, when the alert is not entered; determining, via the computing device, a location of the non-disposable surgical equipment, wherein the determining comprises communicating with a surgical table having a sensor that communicates with the tag; determining, via the computing device, a time of usage of the non-disposable surgical equipment based on the location of the non-disposable surgical equipment while the surgical procedure is being performed; storing, via the computing device, an identification of the patient, the type of surgical procedure and a date of use of the non-disposable surgical equipment; and creating, via the computing device, a bill for the time of usage of the non-disposable surgical equipment for the type of surgical procedure.
1506 | Method and system for implementing alarms for medical device through mobile device | Provided are a method and system for implementing alarms for a medical device through a mobile device. The method includes: storing details of examination of a specimen (hereinafter, referred to as examination details) in the medical device, wherein the storing is performed by the medical device; accessing the medical device and establishing a connection with the medical device, wherein the accessing and the establishing of the connection is performed by the mobile device; reading the examination details stored in the medical device, wherein the reading is performed by the mobile device; analyzing the read examination details, wherein the analyzing is performed by the mobile device; and implementing an alarm if the result of analysis satisfies a predetermined criterion, wherein the implementing is performed by the mobile device. | 1. A method of providing a notification by a mobile device, the method comprising: establishing a connection between the mobile device and a medical device; reading a result of examination of a specimen from the medical device at predetermined periods of time; setting a plurality of criteria to provide the notification about the result of the examination; determining whether the result of the examination satisfies at least one criterion of the plurality of criteria; and outputting the notification in response to the result of the examination satisfying the at least one criterion, wherein a corresponding notification is set differently for each of the plurality of criteria, and the corresponding notification comprises any one or any combination of a sound, a vibration, and a visual display element.
1507 | Notifications on a user device based on activity detected by an activity monitoring device | Methods, systems and devices are provided for motion-activated display of messages on an activity monitoring device. In one embodiment, method for presenting a message on an activity monitoring device is provided, including the following method operations: downloading a plurality of messages to the device; detecting a stationary state of the device; detecting a movement of the device from the stationary state; in response to detecting the movement from the stationary state, selecting one of a plurality of messages, and displaying the selected message on the device. | 1. A method for providing a notification to a user, comprising: establishing a wireless connection between a mobile computing device associated with a first user and a wearable device configured to store activity data; receiving, by the mobile computing device, the activity data from the wearable device via the wireless connection; determining, by the mobile computing device, that the activity data satisfies a first threshold of a plurality of predefined thresholds for outputting a first notification to the first user via the mobile computing device; and causing the first notification to be output via the mobile computing device.
1508 | Systems, devices, and methods for authentication in an analyte monitoring environment | Systems, devices, and methods are provided that allow the authentication of devices within analyte monitoring systems. The analyte monitoring systems can be in vivo systems and can include a sensor control device with a sensor and accompanying circuitry, as well as a reader device for communicating with the sensor control device. The analyte monitoring systems can interface with a trusted computer system located at a remote site. Numerous techniques of authentication are disclosed that can enable the detection of counterfeit components, such as a counterfeit sensor control device. | 1. A method of authentication in an in vivo analyte monitoring system, comprising: receiving a private key by a reader device, wherein the private key is supplied by a package for a sensor control device, wherein the sensor control device comprises a sensor and analyte monitoring circuitry and the sensor is adapted to be inserted into the body of a user; authenticating the private key using a public key stored within the reader device; if the reader device determines that the private key is authentic and if the sensor has been inserted into the body of the user, then: reading, with the reader device, information indicative of an analyte level of the user from the sensor control device; and displaying the analyte level on a display of the reader device; and if the reader device determines that the private key is not authentic, then terminating operation of the reader device with the sensor control device.
1509 | MEMS device and process | The application describes a MEMS transducer in which first and second conductive elements of a capacitor are both provided on the membrane. The membrane is shaped that the first and second conductive elements are displaced relative to each other when the flexible membrane deflects in response to a pressure differential across the membrane. For example the membrane may be corrugated. | 1. A MEMS transducer comprising: a flexible membrane provided with an electrode pair, the electrode pair comprising first and second conductive elements, wherein the flexible membrane is shaped such that the first and second conductive elements are displaced relative to each other when the flexible membrane deflects in response to a pressure differential across the membrane, and wherein the first and second conductive elements are provided on the flexible membrane such that a non-planar portion of the flexible membrane extends between them.
1510 | Systems and methods for processing and transmitting sensor data | Systems and methods for processing, transmitting and displaying data received from an analyte sensor, such as a glucose sensor, are provided. The data can be displayed on a hand-held display device having a display such as a key fob device including a user interface, such as an LCD and one or more buttons allows a user to view data, and a physical connector, such as USB port. | 1. A method for exchanging analyte data among communication devices, the method comprising: receiving, at an analyte sensor communication device associated with an analyte sensor, a request from a primary display device configured to provide user access to analyte values for data stored in memory of the analyte sensor communication device; transmitting, from the analyte sensor communication device, the stored data to the primary display device in response to the request from the primary display device, wherein the data comprises previous analyte sensor measurements in addition to analyte sensor measurements of a scheduled analyte sensor measurement transmission; establishing a wireless communication channel between the primary and a secondary display device; receiving by the secondary display device the requested analyte data and time synchronization information upon being forwarded by the primary display device over the established wireless communication channel; and using the received time synchronization information, initiating an establishment of a direct wireless communication channel by the secondary display device with the analyte sensor communication device to receive analyte sensor measurement data generated by the analyte sensor from the analyte sensor communication device.
1511 | LED-based UV radiation source machine to process coatings | A system can include a processor; memory accessible by the processor; a display; and processor-executable instructions stored in the memory and executable by the processor to render a graphical user interface to the display, where the graphical user interface includes a graphic of a machine where the machine includes a conveyor; a UV zone that includes LED-based UV radiation sources; a heating zone; and a controller that controls power to at least one of the LED-based UV radiation sources and where the graphical user interface includes a functional graphic that responsive to actuation renders a menu to the display where the menu includes menu items for the UV zone. | 1. A system comprising: a processor; memory accessible by the processor; a display; and processor-executable instructions stored in the memory and executable by the processor to render a graphical user interface to the display, wherein the graphical user interface comprises a graphic of a machine wherein the machine comprises a conveyor; a UV zone that comprises LED-based UV radiation sources; a heating zone; and a controller that controls power to at least one of the LED-based UV radiation sources and wherein the graphical user interface comprises a functional graphic that responsive to actuation renders a menu to the display wherein the menu comprises menu items for the UV zone wherein the menu items comprise a UV temperature item.
1512 | Wearable devices using near-infrared light sources | A wearable device includes a measurement device having light emitting diodes (LEDs) measuring a physiological parameter. The measurement device modulates the LEDs to generate an optical beam having a near-infrared wavelength between 700-2500 nanometers. Lenses receive and deliver the optical beam to tissue, which reflects the optical beam to a receiver having spatially separated detectors coupled to analog-to-digital converters configured to generate receiver outputs. The receiver captures light while the LEDs are off, and reflected light from the tissue while the LEDs are on, to generate first and second signals, respectively. Signal-to-noise ratio is improved by differencing the first and second signals and by differencing the receiver outputs. The measurement device further improves signal-to-noise ratio of the reflected optical beam by increasing light intensity of the LEDs relative to an initial light intensity. The measurement device generates an output signal representing a non-invasive measurement on blood contained within the tissue. | 1. A wearable device, comprising: a measurement device including a light source comprising a plurality of light emitting diodes (LEDs) for measuring one or more physiological parameters, the measurement device configured to generate, by modulating at least one of the LEDs having an initial light intensity, an optical beam having a plurality of optical wavelengths, wherein at least a portion of the optical beam includes a near-infrared wavelength between 700 nanometers and 2500 nanometers; the measurement device comprising one or more lenses configured to receive and to deliver at least a portion of the optical beam to tissue, wherein the tissue reflects at least a portion of the optical beam delivered to the tissue; the measurement device further comprising a receiver, the receiver having a plurality of spatially separated detectors and one or more analog to digital converters coupled to the spatially separated detectors, the one or more analog to digital converters configured to generate at least two receiver outputs, the receiver configured to: capture light while the LEDs are off and convert the captured light into a first signal and capture light while at least one of the LEDs is on and to convert the captured light into a second signal, the captured light including at least a portion of the optical beam reflected from the tissue; the measurement device configured to improve a signal-to-noise ratio of the optical beam reflected from the tissue by differencing the first signal and the second signal and by differencing the two receiver outputs; the measurement device configured to further improve the signal-to-noise ratio of the optical beam reflected from the tissue by increasing the light intensity relative to the initial light intensity from at least one of the LEDs; the measurement device further configured to generate an output signal representing at least in part a non-invasive measurement on blood contained within the tissue, wherein the output signal is generated at least in part by using a Fourier transform of signals from the receiver including at least one of the first and second signals and signals from the at least two receiver outputs; and wherein the receiver further comprises one or more spectral filters positioned in front of at least some of the plurality of spatially separated detectors.
1513 | Computerized apparatus with ingestible probe | An endoscopic apparatus including a probe which is introduced into, for example, the intestinal tract of a living organism and which operates therein, adapted to perform one or more functions. In one embodiment, the probe communicates wirelessly with a portable electronic device outside the organism, the portable device which acts to relay data between the probe and a remote networked entity. In one variant, the probe includes an accelerometer to, for example, wake the probe up from a sleep mode when the organism is awake or ambulatory. | 1. Computerized apparatus, comprising: an electronic probe ingestible by a human being, the electronic probe comprising: digital processing apparatus comprising a power-conserving sleep mode; a first wireless interface in data communication with the digital processing apparatus; data storage apparatus in data communication with the digital processing apparatus; an accelerometer in data communication with the digital processing apparatus and configured to generate a signal based on motion of the electronic probe; and functional apparatus in data communication with the digital processing apparatus; and a mobile computerized device comprising a second wireless interface, the second wireless interface configured to communicate wirelessly with the first wireless interface when the mobile computerized device is within wireless communications range of the probe and the probe has been ingested by the human being; wherein the mobile computerized device is further configured to, substantially in response to receipt of data relating to the signal, issue a command to the probe via the second wireless interface and the first wireless interface, the command configured to cause the digital processing apparatus to awake from the sleep mode, and activate the functional apparatus to perform a function associated therewith.
1514 | System for improving brain function in order to prevent dementia and method for operating same | A system for improving brain function includes a brain-function-improving content storage unit that subdivides content for judging the degree of activation of human brain function into multiple classified regions and levels, and stores the subdivided content; a content selection unit that selects the content stored in the brain-function-improving content storage unit for each region according to a predetermined classification method; and an achievement determination unit that determines achievement of a user based on scores acquired through feedback provided by the user for the content selected by the content selection unit. The system may have the effect of protecting subdivided inherent functions of the brain, preventing disorders caused by accidents or diseases, recovering the inherent functions and disorders through analytic diagnosis and repeated study, and training and improving the cognitive ability of significantly impaired portions of brain function by subdividing the inherent functions of the brain. | 1. A system for improving brain function in order to prevent dementia, the system comprising: a user interface input unit to input a user'ss information to register a user; a user interface output unit to output information transmitted to the user from the system, or information input by the user; a user information storage unit in which the user'ss information input that is inputted via the user interface input unit is stored, the user information storage unit that assigns unique identification text to the user, and associate diagnosed achievement information with each identification text to thereby store associated information, the user information storage unit including identification information of the system; a brain-function-improving content storage unit, executed by a computer or a mobile terminal, that subdivides content for judging a degree of activation of human brain function into multiple classified regions and levels and stores the subdivided content; a content selection unit executed by the computer or the mobile terminal, the content selection unit that selects a content from the content stored in the brain-function-improving content storage unit for each region according to a predetermined classification method, and submits the selected content to the user interface output unit, the content selection unit that converts the content into a score by a weight for each level, and selects the content so that a sum of the scores in which the weight is reflected for each region is constant; an achievement determination unit executed by the computer or the mobile terminal, the achievement determination unit that determines achievement of the user based on scores acquired through feedback provided by the user for the content selected by the content selection unit; and a content change adjustment unit executed by the computer or the mobile terminal, the content change adjustment unit that controls the content selection unit to newly adjust and select the level when feedback including consecutive correct answers or incorrect answers to at least two items of the selected content is transmitted by the user; an alarm unit that includes at least one of a lighting device, an audio device, and a vibration device; and a sleep mode determination unit executed by the computer or the mobile terminal, the sleep mode determination unit that determines, as a sleep mode, a case in which a specific time is set according to a predetermined period of time and the system is not used by the user after the predetermined period of time; a Global Positioning System (GPS) unit executed by the computer or the mobile terminal, the Global Positioning System (GPS) unit that generates current position information of the user in the case of the sleep mode, and transmits the generated current position of the user; a message generating unit executed by the computer or the mobile terminal, the message generating unit that receives the current position information of the user from the GPS unit, and generates a message with the position information of the user for notifying a caregiver of the user in a case of the sleep mode; a communication unit executed by the computer or the mobile terminal, the communication unit that transmits the message and the current position information to the caregiver of the user; and a mobile device that is separated from the computer or the mobile terminal and is linked to the communication unit; wherein the system registers the identification information in a mobile communication network or an Access Point (AP), and, when the user who carries the mobile device is separated from the system by a predetermined distance or greater, or communication between the mobile device and the system is cut off, the communication unit that receives the identification information of the system from the mobile communication network or the Access Point generates an alarm signal and transmit the generated alarm signal to the alarm device of the system.
1515 | Physiology detecting garment and method thereof | A physiology detecting garment is provided in the invention. The physiology detecting garment includes a garment, a first transmission line, a second transmission line, a first detecting device, a second detecting device, a first textile antenna and a second textile antenna. The first textile antenna is configured in the garment and receives a first sensing signal. The second textile antenna is configured in the garment and receives a second sensing signal. The first detecting device samples the first sensing signal to generate a first time index and the second detecting device samples the second sensing signal to generate a feedback signal. The first detecting device generates a second time index according to the feedback signal, and generates a time parameter according to the first time index and the second time index, and obtains physiological information according to the time parameter. | 1. A physiology detecting garment, comprising: a garment; a first transmission line, configured in the garment; a second transmission line, configured in the garment; a first detecting device; a second detecting device, electrically connected to the first detecting device through the first transmission line and the second transmission line; a first textile antenna, configured in the garment, electrically connected to the first detecting device, and receiving a first sensing signal; and a second textile antenna, configured in the garment, electrically connected to the second detecting device, and receiving a second sensing signal, wherein the first detecting device samples the first sensing signal to generate a first time index, and the second detecting device samples the second sensing signal to generate a feedback signal, and wherein the first detecting device generates a second time index according to the feedback signal generated by the second detecting device, and the first detecting device generates a time parameter according to the first time index and the second time index, and obtains physiological information according to the time parameter.
1516 | Sealed package and method of forming same | Various embodiments of a sealed package and a method of forming such package are disclosed. The package can include a non-conductive substrate that includes a cavity disposed in a first major surface. A cover layer can be disposed over the cavity and attached to the first major surface of the non-conductive substrate to form a sealed enclosure. The sealed package can also include a feedthrough that includes a via between a recessed surface of the cavity and a second major surface of the substrate, and a conductive material disposed in the via. An external contact can be disposed over the via on the second major surface of the non-conductive substrate, where the external contact is electrically connected to the conductive material disposed in the via. The sealed package can also include an electronic device disposed within the sealed enclosure that is electrically connected to the external contact. | 1. A hermetically-sealed package, comprising: a non-conductive substrate comprising a first major surface, a second major surface, and a cavity disposed in the first major surface, wherein the cavity comprises a recessed surface; a cover layer disposed over the cavity and attached to the first major surface of the non-conductive substrate to form a hermetically-sealed enclosure; a feedthrough comprising: a via between the recessed surface of the cavity and the second major surface of the substrate; a conductive material disposed in the via; and an external contact disposed over the via on the second major surface of the non-conductive substrate, wherein the external contact is electrically connected to the conductive material disposed in the via, and wherein the external contact is hermetically sealed to the second major surface of the non-conductive substrate by a laser bond surrounding the via; an electronic device disposed within the hermetically-sealed enclosure, wherein the electronic device comprises a device contact that is electrically connected to the conductive material disposed in the via such that the electronic device is electrically connected to the external contact; and a conductor disposed on the recessed surface and electrically connected to the electronic device.
1517 | Uncalibrated thermocouple system | Apparatus, including a multiplexer, having a first output and multiple first inputs receiving analog input signals and an analog feedback signal and cycling through and selecting the signals for transfer in sequential signal groupings to the first output. The apparatus also includes an amplification circuit, having a second output and a second input connected to the multiplexer first output, that amplifies signals corresponding to the analog input signals with a selected gain so as to generate respective amplified analog signals at the second output. Circuitry selects a characteristic of the respective amplified analog signals from an initial signal grouping, feeds the characteristic back for input to the multiplexer as the analog feedback signal, selects a subsequent characteristic of the respective amplified analog signals from a subsequent signal grouping, and adjusts the amplification circuit gain so that the analog feedback signal and the subsequent characteristic have the same amplitude. | 1. Apparatus, comprising: a multiplexer, having a first output and multiple first inputs configured to receive a plurality of analog input signals and an analog feedback signal and configured to cycle through and select the signals in alternation for transfer in sequential signal groupings to the first output; an amplification circuit having a second output and a second input connected to the first output of the multiplexer and configured to amplify signals in the signal groupings corresponding to the plurality of analog input signals with a selected gain so as to generate respective amplified analog signals at the second output; and a processor, having a third input connected to the second output of the amplification circuit, and having a third output coupled to one of the first inputs of the multiplexer, and comprising control circuitry configured to select a predetermined characteristic of the respective amplified analog signals from an initial signal grouping, to feed the predetermined characteristic back via the third output for input to the multiplexer as the analog feedback signal, to select a subsequent predetermined characteristic of the respective amplified analog signals from a subsequent signal grouping, and to adjust the gain of the amplification circuit so that the analog feedback signal and the subsequent predetermined characteristic have the same amplitude.
1518 | Walking cane device | An improved walking cane device adapted to be used by a blind person to aid in walking and navigating upon any walking surface, use information pre-programmed upon a computer module, use information gathered by a receiver member in an elongated shaft, and send information through a speaker member in the elongated shaft and the wireless earpiece to the blind person for aiding in walking and navigating upon any walking surface. | 1. An improved walking cane device comprising: an elongated shaft including: two hollow shaft portions telescopingly connected together to thereby adapt said elongated shaft to be adjustable in length; a releasable locking member; wherein said releasable locking member is adapted to telescopingly and releasably lock said two hollow shaft portions together at a chosen one of a plurality of predetermined positions; a computer module including: a computer application; wherein said computer application is encoded upon and is adapted to provide data and information to said computer module; wherein said data and information includes pre-programmed mapping, hazard, structural terrain features, and field navigation data and information; wherein said computer module is located within one of said two hollow shaft portions; a receiver member; wherein said receiver member is located within one of said two hollow shaft portions, is electronically connected to said computer module, and is adapted to receive electronic signals and send said electronic signals to said computer module; a transmitter member; wherein said transmitter member is located within one of said two hollow shaft portions, is electronically connected to said computer module, and is adapted to send electronic signals from said computer module to a remote receiver member; a speaker member; wherein said speaker member is located on an outer surface of one of said two hollow shaft portions and is electronically connected to said computer module; a power source; wherein said power source is located within one of said two hollow shaft portions and is electronically connected to said computer module, said receiver member, and said transmitter member; a handle member; wherein said handle member is attached to a proximal end of said elongated shaft; a tip member; wherein said tip member is attached to a distal end of said elongated shaft and is adapted to securely contact a walking surface; and a wireless earpiece including: a receiver member; wherein said receiver member is adapted to receive electronic signals from said transmitter member of said elongated shaft; a speaker member; wherein said speaker member is electronically connected to said receiver member; and a power source; wherein said power source is electronically connected to said receiver member and said speaker member; wherein said wireless earpiece is adapted to be placed on an ear of a blind person and is adapted to allow a user to hear information transmitted by said transmitter of said elongated shaft; wherein said receiver member and said transmitter member of said elongated shaft are adapted to send and receive information; wherein said improved walking cane device is adapted to be used by a blind person to aid in walking and navigating upon any walking surface, use information pre-programmed upon said computer module, use information gathered by said receiver member in said elongated shaft, and send information through said speaker member in said elongated shaft and said wireless earpiece to said blind person for aiding in said walking and navigating upon any walking surface.
1519 | Patch-sized fluid delivery systems and methods | A patch-sized fluid delivery device may include a reusable portion and a disposable portion. The disposable portion may include components that come into contact with the fluid, while the reusable portion may include only components that do not come into contact with the fluid. Redundant systems, such as redundant controllers, power sources, motor actuators, and alarms, may be provided. Alternatively or additionally, certain components can be multi-functional, such a microphones and loudspeakers that may be used for both acoustic volume sensing and for other functions and a coil that may be used as both an inductive coupler for a battery recharger and an antenna for a wireless transceiver. Various types of network interfaces may be provided in order to allow for remote control and monitoring of the device. | 1. A method for delivering an infusion medium to a user, the method comprising: providing a first housing portion and a second housing portion; providing the first housing portion and the second housing portion with connection structure to allow the first housing portion and the second housing portion to be selectively engaged with each other for operation and disengaged from each other to allow disposal of the first housing portion without disposing of the second housing portion; supporting a drive shaft for movement in a generally linear dimension; operatively connecting a drive device to the drive shaft, to selectively move the drive shaft in the generally linear dimension; supporting a pump housing having a piston channel having a generally linear, longitudinal axis; providing an inlet port extending to the piston channel and configured for connection to a source of fluidic medium; providing an outlet port in fluid flow communication with the piston channel; providing a piston having a surface for receiving a drive force from the drive shaft when the first housing portion and the second housing portion are engaged for operation; and supporting the piston in the piston channel for movement along the longitudinal axis of the piston channel between fill and dispense positions upon receiving a force from a drive shaft, such that: in the fill position, the piston is moved to a position to allow fluid flow communication through the inlet port and into the piston channel and piston chamber; and in the dispense position, the piston is moved to a position to obstruct fluid flow communication through the inlet port and to reduce the volume of the piston chamber to force fluid in the piston chamber out of the outlet port.
1520 | MLCC filter on an AIMD circuit board with direct connect to the gold braze hermetically sealing a feed through insulator to a ferrule | An EMI/energy dissipating filter for an active implantable medical device (AIMD) is described. The filter comprises a first gold braze hermetically sealing the insulator to a ferrule that is configured to be mounted in an opening in a housing for the AIMD. A lead wire is hermetically sealed in a passageway through the insulator by a second gold braze. A circuit board substrate is disposed adjacent the insulator. A two-terminal chip capacitor disposed adjacent to the circuit board has an active end metallization that is electrically connected to the active electrode plates and a ground end metallization that is electrically connected to the at least one ground electrode plates of the capacitor. A ground path electrically extends between the ground end metallization of the chip capacitor and the ferrule. There is also an active path electrically extending between the active end metallization of the chip capacitor and the lead wire. The active path comprises at least a first electrical connection material connected directly to both the second gold braze and the lead wire, and the first electrical connection material is electrically connected to the active end metallization of the chip capacitor. | 1. A filtered feedthrough assembly for an active implantable medical device, the filtered feedthrough assembly comprising: a) an electrically conductive ferrule comprising a ferrule opening, wherein the ferrule is configured to be attachable to an opening in a housing of an active implantable medical device; b) an insulator at least partially residing in the ferrule opening where a first gold braze hermetically seals the insulator to the ferrule, wherein at least an insulator first passageway extends through the insulator to an insulator first end surface and an insulator second end surface; c) an electrically conductive lead wire residing in the insulator first passageway where a second gold braze hermetically seals the lead wire to the insulator, the lead wire extending from a lead wire first portion having a lead wire first end to a lead wire second portion having a lead wire second end, wherein the lead wire second portion extends outwardly beyond the insulator second end surface; d) a circuit board comprising spaced apart circuit board first and second sides, wherein the circuit board first side is adjacent to the insulator second end surface; e) a circuit board ground plate at least partially residing on the circuit board first side; f) a circuit board ground via hole extending through the circuit board to the circuit board ground plate; g) a circuit board active via hole being electrically isolated from the circuit board ground plate, wherein at least a portion of the lead wire second portion extends into the circuit board active via hole to adjacent to the circuit board second side; h) a two-terminal MLCC chip capacitor comprising a chip capacitor dielectric supporting at least one active electrode plate interleaved in a capacitive relationship with at least one ground electrode plate, wherein an active metallization is conductively connected to the at least one active electrode plate, and a ground metallization is conductively connected to the at least one ground electrode plate of the two-terminal MLCC chip capacitor; and i) wherein an active electrical path extends from the lead wire to the two-terminal MLCC chip capacitor, the active electrical path comprising a first electrically conductive material conductively connecting at least a portion of the lead wire second portion adjacent to the circuit board second side to the active metallization electrically connected to the active electrode plate of the two-terminal MLCC chip capacitor, and j) wherein a ground electrical path extends from the two-terminal MLCC chip capacitor to the circuit board ground plate and then to the ferrule, the ground electrical path comprising a second electrically conductive material: i) being conductively connected to the ground metallization electrically connected to the ground electrode plate of the two-terminal MLCC chip capacitor; ii) at least partially residing in the circuit board ground via hole where the second electrically conductive material is conductively connected to the circuit board ground plate; and iii) being conductively connected to the first gold braze hermetically sealing the insulator to the ferrule.
1521 | Epidermal electronics to monitor repetitive stress injuries and arthritis | Systems and methods are described for monitoring, treating, and preventing a repetitive stress injury, arthritis or other medical condition. A system embodiment includes, but is not limited to, a deformable substrate configured to interface with a skin surface; a sensor assembly coupled to the deformable substrate, the sensor assembly including a motion sensor and a physiological sensor, the sensor assembly configured to generate one or more sense signals based on detection of a movement of a body portion by the motion sensor and a physiological parameter of the body portion by the physiological sensor; a processor operably coupled to the sensor assembly and configured to receive the one or more sense signals; and an effector operably coupled to the processor and configured to affect the body portion responsive to control by the processor. | 1. A system, comprising: a first system including: a deformable substrate configured to interface with a skin surface of a first body portion; a sensor assembly coupled to the deformable substrate, the sensor assembly including a motion sensor and a physiological sensor, the motion sensor including a proximity sensor configured to detect a movement of the first body portion relative to a second body portion proximate the first body portion, the sensor assembly configured to generate one or more sense signals based on detection of the movement of the first body portion relative to the second body portion by the proximity sensor and a physiological parameter of the first body portion by the physiological sensor; a processor operably coupled to the sensor assembly and configured to receive the one or more sense signals, the processor configured to compare the one or more sense signals to a threshold duration and to determine whether the first body portion is held in a position for a duration longer than the threshold duration; and an effector operably coupled to the processor and configured to affect the first body portion responsive to control by the processor, the effector including a nerve stimulator configured to affect a nerve proximate to the first body portion responsive to control by the processor when the first body portion is determined to be held in the position for the duration longer than the threshold duration; a second system including: a second deformable substrate configured to interface with a second skin surface; a second sensor assembly coupled to the second deformable substrate, the second sensor assembly including a second motion sensor and a second physiological sensor, the second sensor assembly configured to generate one or more sense signals based on detection of a movement of a third body portion by the second motion sensor of the second sensor assembly and a physiological parameter of the third body portion by the second physiological sensor of the second sensor assembly; a second processor operably coupled to the second sensor assembly and configured to receive the one or more sense signals of the second sensor assembly; and a second effector operably coupled to the second processor and configured to affect the third body portion responsive to control by the second processor; and a communications interface between the first system and the second system, wherein the first system and the second system are configured to provide one or more communication signals to the respective other of the first system and the second system via the communications interface.
1522 | Modular antenna for implantable medical device | Subject matter such as a method or apparatus can include an implantable antenna assembly, comprising a dielectric shell including first and second substantially parallel outer face portions, and a third outer face portion extending between the first and second portions, a spiral conductor extending along the first, second, and third portions on a surface of the dielectric shell. The dielectric shell and spiral conductor can be configured to be mechanically attached to a dielectric compartment, such as configured to be coupled to a housing of an implantable medical device. In an example, the implantable antenna assembly is configured to be electrically coupled to an implantable telemetry circuit configured to wirelessly transfer information electromagnetically using the implantable telemetry antenna, such as included as a portion of an implantable medical device. | 1. An apparatus, comprising: an implantable antenna assembly, comprising: a dielectric shell including first and second substantially parallel outer face portions, and a third outer face portion extending between the first and second portions; a spiral conductor extending along the first, second, and third portions on a surface of the dielectric shell, the spiral conductor forming an implantable telemetry antenna; and wherein the dielectric shell and spiral conductor are configured to be mechanically attached to a dielectric compartment configured to be coupled to a housing of an implantable medical device; and wherein the implantable antenna assembly is configured to be electrically coupled to an implantable telemetry circuit configured to wirelessly transfer information electromagnetically using the implantable telemetry antenna.
1523 | Laser therapy apparatus and method | A laser therapy apparatus includes a cap body shell, a printed circuit board, a power supply, and a plurality of light sources electrically coupled to the printed circuit board and powered by the power supply. The plurality of light sources includes at least one laser diode. The printed circuit board includes a plurality of cuts, each cut including at least two sides. The printed circuit board is also bent into a dome shape. A laser therapy apparatus may also include at least two photodiode proximity sensors configured such that the plurality of light sources will only light if both photodiode proximity sensors are within a predetermined distance of a scalp to be treated, and the plurality of light sources will turn off if either of the at least two photodiode proximity sensors is moved more than a predetermined distance away from the scalp. | 1. A laser therapy apparatus comprising: a cap body shell; a printed circuit board disposed within the cap body shell, wherein the printed circuit board comprises a plurality of non-angled cuts and angled cuts, each non-angled cut having two sides, each angled cut having a perimeter of at least four sides, and wherein the printed circuit board is bent into a dome shape; a power supply; a controller; a first plurality of light sources electrically coupled to the printed circuit board and powered by the power supply, wherein the first plurality of light sources comprises at least two laser diodes; and at least two photodiode proximity sensors disposed within the cap body shell and coupled to the controller, wherein the photodiode proximity sensors are configured such that the plurality of light sources will only light if the at least two photodiode proximity sensors are less than two inches away from the scalp and further configured to keep the plurality of light sources from lighting if any of the photodiode proximity sensors are moved more than 0.5 inches away from a scalp.
1524 | Balance board fitness training device | A balance board fitness training device is provided. The fitness training device may include a deck having a top surface, a bottom surface, and opposing first and second side edges and opposing front and rear longitudinal edges together forming a perimeter of the deck; at least one wheel bracket structure positioned below the deck, the at least one wheel bracket structure rotatably supporting at least two wheels and configured so as to be movable relative to the deck about a pivot line at least partially extending between the opposing first and second side edges of the deck; and at least one resilient member connected to the at least one wheel bracket structure and the deck. | 1. A fitness training device, comprising: a deck comprising a top surface, a bottom surface, and opposing first and second side edges and opposing front and rear longitudinal edges together forming a perimeter of the deck; a wheel bracket structure positioned below the deck, the wheel bracket structure rotatably supporting first and second wheels and configured so as to be tiltable relative to the deck about a pivot line extending between the opposing first and second side edges of the deck; and a lock slidably coupled to the deck to be selectively positioned between the deck and the wheel bracket structure to selectively limit tilting of the wheel bracket structure relative to the deck.
1525 | Balance board fitness training device | A balance board fitness training device is provided. The fitness training device may include a deck having a top surface, a bottom surface, and opposing first and second side edges and opposing front and rear longitudinal edges together forming a perimeter of the deck; at least one wheel bracket structure positioned below the deck, the at least one wheel bracket structure rotatably supporting at least two wheels and configured so as to be movable relative to the deck about a pivot line at least partially extending between the opposing first and second side edges of the deck; and at least one resilient damping member connected to the at least one wheel bracket structure and the deck. | 1. A fitness training device, comprising: a deck comprising a top surface, a bottom surface, and opposing first and second side edges and opposing front and rear longitudinal edges together forming a perimeter of the deck; a wheel bracket structure positioned below the deck, the wheel bracket structure rotatably supporting first and second rollers and pivotally coupled to the deck about a pivot line extending between the opposing first and second side edges of the deck; and a resilient member connected to the wheel bracket structure and the deck; wherein: each of the first and second rollers has a maximum diameter that is less than its overall length; the bottom surface includes a recess portion sized for receipt of a peripheral portion of the first and second rollers; and relative movement between the deck and the wheel bracket structure causes contact between the recess portion and a peripheral portion of the first and second rollers to create a braking action.
1526 | Electronic vaporiser system | An electronic cigarette vaporizer includes a heating element and a microcontroller; the microcontroller monitors or measures external or ambient temperature and uses that as a control input. The control input automatically controls the power delivered to the heating element to ensure that the heating element operates at its optimal temperature. Where ambient temperatures are monitored or measured as very cold, then the power to the heating element is automatically increased to compensate. | 1. An electronic cigarette vaporiser system that includes an electronic vaporiser, a heating element in the electronic vaporiser and a microcontroller; in which the microcontroller monitors or measures or uses data relating to external or ambient temperature and uses that as a control input, in which the electronic vaporiser system includes (i) a user-replaceable, e-liquid cartridge that is attached to or integral with at least part of the system , but is not user-refillable and includes no heating element and (ii) an e-liquid reservoir that is separate from the user-replaceable e-liquid cartridge; and (iii) an electric or electronic pump that is configured to withdraw e-liquid from the user-replaceable e-liquid cartridge and pump pressurised e-liquid to the e-liquid reservoir; and (iv) the heating element that is not in the user-replaceable e-liquid cartridge but is instead in, or in e-liquid communication with, the e-liquid reservoir.
1527 | Textile articles and systems for liquid detection | Systems and methods are provided for detecting liquid in a textile article using one or more flexible sensors integrated in the textile article. The sensor data is forwarded to a computing device via a communication link by an interface element associated with the textile article. The computing device detects a location of liquid in the textile article proximate to the one or more flexible sensors based on a determination that a criterion is met. | 1. A system configured to detect liquid in a bed, the system comprising: at least one textile article configured to be positioned on a bed, the textile article having: a face; a back opposite to the face; a textile material that extends from the face to the back; a barrier component that defines at least a portion of the back, wherein the barrier component is configured to inhibit moisture from traveling through the back of the textile article; at least one flexible sensor that includes a conductive element that is integrated with the textile material so that the conductive element is disposed at least partially on the face of the textile article; and an interface element that is electrically connected to the at least one flexible sensor, wherein 1) the at least one flexible sensor obtains sensor data that is indicative of liquid in the textile material that is in contact with the at least one flexible sensor, and 2) the interface element is configured to forward the sensor data provided by the at least one flexible sensor; and at least one software application configured for execution by a computer processor that is in electronic communication with the interface element of each of the at least one textile article, wherein the at least one software application is configured to, in response to receiving sensor data from the plurality of textile articles, a) determine if the sensor data indicates that a criterion is met for one or more of the plurality of textile articles, b) based on the determination that the criterion is met for the one or more of the plurality of textile articles, determine if a respective one of the at least one flexible sensors is in contact with liquid, and c) identify a pattern among occurrences where the criterion is met, wherein the pattern includes a predicted time that the at least one flexible sensor is likely to be in contact with liquid.
1528 | Acoustic transmission device and process for tracking selected hosts | A new acoustic tag and process are disclosed for identifying and tracking underwater hosts in up to three dimensions. The acoustic tag has an operation lifetime up to a year or longer at a pulse rate interval of about 15 seconds. The acoustic tag has a signal detection range up to at least about 500 meters that enhances detection probability. | 1. An acoustic transmission (tag) device, comprising: a power source; a tag circuit; a piezoelectric transducer; a housing configured to be associated with a host to be tracked and wherein the housing is coupled with the power source, the tag circuit and the piezoelectric transducer; and wherein the power source delivers a power source voltage to power the tag circuit, and the tag circuit delivers a selected voltage to the piezoelectric transducer that transmits an acoustic transmission signal at a selected signal intensity between about 159 dB and about 163 dB.
1529 | Semiconductor detector | The present disclosure provides a semiconductor detector. The semiconductor detector comprises: a detector crystal including a crystal body, an anode and a cathode; a field enhance electrode for applying a voltage to the detector crystal; an insulating material disposed between the field enhanced electrode and a surface of the detector crystal. The semiconductor detector further comprises a field enhanced electrode circuit board having a bottom connection layer in contact with the surface of the detector crystal and a top layer opposite to the bottom connection layer, wherein the top layer is connected to a high voltage input terminal of the semiconductor detector, and an insulating material is provided between the bottom connection layer and the detector surface of the detector crystal. | 1. A semiconductor detector comprising: a detector crystal including a crystal body, an anode and a cathode; a field enhance electrode for applying a voltage to the detector crystal; an insulating material disposed between the field enhanced electrode and a surface of the detector crystal.
1530 | Methods and systems for modifying content of an electronic learning system for vision deficient users | A computer-implemented method for modifying one or more contents of an electronic learning system for a user impaired by a color vision deficiency. The method includes: generating a vision profile for the user, the vision profile indicating at least a type of the color vision deficiency, identifying, from the one or more contents, a content to be modified, the content including at least two portions formed of a first color and a second color, respectively, the first color being different from the second color but the first color being at least partially indistinguishable from the second color by the user due to the color vision deficiency, identifying a content transformation to be applied to the content based on the vision profile, the content transformation including one or more adjustments of the content to accommodate the color vision deficiency impairing the user; and applying the content transformation to the content. | 1. A computer-implemented method for modifying one or more contents of an electronic learning system for a user impaired by a colour vision deficiency, the method comprising: generating, by a processor, a vision profile for the user, the vision profile indicating at least a type of the colour vision deficiency; identifying, by a processor, from the one or more contents, a content to be modified, the content including at least two portions formed of a first colour and a second colour, respectively, the first colour being different from the second colour but the first colour being at least partially indistinguishable from the second colour by the user due to the colour vision deficiency, wherein identifying the content to be modified comprises determining an expected access date of the content to be modified and a relative priority of the content to be modified, and selecting the content to be modified based at least in part on one or more of the expected access date and the relative priority; identifying, by a processor, a content transformation to be applied to the content based on the vision profile, the content transformation including one or more adjustments of the content to accommodate the colour vision deficiency impairing the user; and applying, by a processor, the content transformation to the content.
1531 | Device, system and method for providing feedback to a user relating to a behavior of the user | The present invention relates to a device for providing feedback to a user relating to a behavior of the user, said device comprising, a data interface for obtaining context data indicative of a context of the user; a processor for determining whether the obtained context data are characterized by a context pattern, wherein the context pattern characterizing context data relating to a particular behavior of the user; a user interface configured to obtain a behavior input indicative of a currently performed behavior or of an urge to perform a behavior; and a database for storing the behavior input along with context data obtained simultaneously to the behavior input and/or along with context data obtained prior to the behavior input; wherein the processor is configured to determine a context pattern based on the content of the database; and wherein the user interface is configured for providing feedback to the user if the obtained context data are characterized by the context pattern. | 1. A device configured to provide electronic pet avatar feedback to a user related to a target behavior of the user, the device comprising: a data interface configured to obtain context information from one or more context sensors configured to generate output signals conveying the context information, the context information being indicative of a context of the user, the context information related to one or more of a location of the user, an orientation of the user, movement of the user, physical surroundings of the user, an ambient environment around the user, urges of the user, or vital signs of the user; and one or more processors configured to: determine, based on the context information, one or more context parameters related to the location of the user, the orientation of the user, the movement of the user, the physical surroundings of the user, the ambient environment around the user, the urges of the user, and/or the vital signs of the user; determine whether the context parameters are characterized by a context pattern that indicates the user is about to engage in the target behavior, the context pattern comprising behavior criteria related to the target behavior of the user; and determine that the user is about to engage in the target behavior responsive to the context parameters satisfying the behavior criteria related to the target behavior; and cause, via a user interface, an electronic pet avatar associated with the user to provide pet-like-behavior feedback corresponding to the target behavior to the user responsive to the determination that the user is about to engage in the target behavior, the pet-like-behavior feedback being configured to cause the user to avoid the target behavior.
1532 | Method of improving battery recharge efficiency by statistical analysis | A system and method for using statistical analysis of information obtained during a rechargeable battery charging session, wherein the method is for optimizing one or more parameters that are used for controlling the charging of a rechargeable battery during the charging session. | 1. A method for charging a rechargeable battery installed in a battery powered device using a separate battery charging device, said method comprising the steps of: providing a charging signal from the battery charging device to the battery powered device, said charging signal including energy to charge said rechargeable battery during a charging session; executing a first control process in the battery charging device for adjusting the charging of the rechargeable battery in the battery powered device, said first control process including the steps of: monitoring, in the battery charging device, the charging signal provided by the battery charging device to obtain a first parameter measuring an amount of energy being provided by said battery charging device to charge said rechargeable battery, and adjusting, in the battery charging device, said charging signal based on said first parameter to achieve a desired charging signal; and parallel to executing said first control process, executing a second control process in the battery charging device for adjusting the charging of the rechargeable battery in the battery powered device, said second control process being different from the first control process and including the steps of: receiving, in the battery charging device from the battery powered device, a second parameter reflecting an amount of energy being received by the battery powered device from the charging signal provided by the battery charging device, and further adjusting, in the battery charging device, said charging signal based on a statistical analysis of said second parameter that is performed in the battery charging device; wherein the first control process and the second control process are each performed to charge the rechargeable battery.
1533 | Watch type terminal | A watch type terminal including a main body mountable on part of a user; at least one biometric sensor installed in the main body; and a controller configured to control the biometric sensor to detect a biometric signal of the user, determine target biometric data for the user to be collected based on the detected biometric signal, control the biometric sensor to detect additional biometric signals of the user to collect the target biometric data, and output the target biometric data to the user. | 1. A watch type terminal comprising: a main body mountable on part of a user; at least one biometric sensor installed in the main body; and a controller configured to: control the at least one biometric sensor to detect a biometric signal of the user, determine target biometric data for the user to be collected based on the detected biometric signal, control the at least one biometric sensor to detect additional biometric signals of the user to collect the target biometric data, and output the target biometric data to the user, wherein the at least one biometric sensor comprises: a first sensor formed to be in contact with the user'ss wrist when the main body is mounted on the user, and a second sensor disposed in another region of the main body separate from the first sensor, and wherein the controller is further configured to: control the first sensor to detect the biometric signal at a preset time interval, and activate the second sensor to detect the additional biometric signals based on the biometric signal and previously stored reference data.
1534 | Fitness activity related messaging | In one embodiment, a method for generating a message to a friend of a user is provided, comprising: processing activity data of a first user measured by an activity monitoring device to update a value of an activity metric for the first user; identifying a change in an inequality relationship between the value of the activity metric for the first user and a value of the activity metric for a second user; in response to identifying the change in the inequality relationship, prompting the first user to generate a message to the second user. | 1. A method for generating a competitive group, comprising: determining, by one or more processors, that a messaging pattern of a first user in sending messages to one or more additional users satisfies a condition for generating the competitive group comprising the one or more additional users; in response to determining that the messaging pattern satisfies the condition, displaying a first graphical user interface (GUI) element, which when selected, causes the competitive group to be generated; in response to receiving an indication of an interaction with the first GUI element, causing an invitation to join the competitive group to be sent to each of the one or more additional users; causing the competitive group to be generated, the competitive group including the first user and, each of the one or more additional users for which an indication of a positive response to the invitation is received; and generating a second GUI element comprising a value of at least one activity metric corresponding to each user in the competitive group.
1535 | Systems and methods to locate and operate a portable device on smart clothing | Systems and methods locating and operating a portable device mounted to a garment. One method includes receiving, with an electronic processor, a signal from a communication line of a plurality of communication lines integrated within the garment. The method also includes determining, with the electronic processor, a location, on the garment, of the portable device based on the signal. The method also includes determining, with the electronic processor, an operational mode for the portable device based on the location. The method also includes adjusting, with the electronic processor, operation of the portable device based on the operational mode. | 1. A method for locating and operating a portable device mounted to a garment, the method comprising: receiving, with an electronic processor, a signal from a communication line of a plurality of communication lines integrated within the garment; determining, with the electronic processor, a location, on the garment, of the portable device based on the signal; determining, with the electronic processor, an operational mode for the portable device based on the location; and adjusting, with the electronic processor, operation of the portable device based on the operational mode.
1536 | Portable rechargeable heating blanket system | A portable rechargeable li-polymer/lithium-ion battery cell operated heating blanket system for providing comfortable heat to a human body and sustaining said comfortable heat. The device provides continuous heat for users. The present invention includes a USB port for charging devices such as cellphones. The portable rechargeable li-polymer/lithium-ion battery cell operated heating blanket system includes microplush comfort on the inside and a water resistant exterior. | 1. A portable rechargeable li-polymer/lithium-ion battery cell operated heating blanket system comprising: a portable rechargeable li-polymer/lithium-ion battery cell operated heating blanket assembly having; at least one blanket including; an exterior side; an interior side; heating elements; a temperature sensor; and wiring; at least one controller including; a switching circuit; and a control circuit; a power source having; a rechargeable battery pack including; a rechargeable battery cell; a steering circuit; and a safety circuit; a charger; a charging adaptor; and a controller to blanket connector; wherein said portable rechargeable li-polymer/lithium-ion battery cell operated heating blanket system comprises said a portable rechargeable li-polymer/lithium-ion battery cell operated heating blanket assembly; wherein said a portable rechargeable li-polymer/lithium-ion battery cell operated heating blanket assembly comprises said at least one blanket, said at least one controller, said power source, said charger, said charging adaptor, and said controller to blanket connector structured and arranged in functional combination; wherein said at least one blanket comprises said exterior side, said interior side, said heating elements, said temperature sensor, and said wiring; wherein said at least one controller comprises said switching circuit and said control circuit; wherein said power source comprises said rechargeable battery pack; wherein said rechargeable battery pack comprises said rechargeable battery cell, said steering circuit, and said safety circuit; wherein said at least one blanket is configured to connect and disconnect from said at least one controller, said power source, and said charger; wherein said exterior side comprises at least one decoration; wherein said at least one decoration may be imprinted, embroidered, or embossed with desired graphics; wherein said at least one controller monitors temperature, sets temperature, controls heating zones and timer functions; wherein said controller is weather resistant; wherein said at least one controller controls flow of electricity between said power source and said at least one blanket; wherein said at least one controller is built around an electronically controlled switch; switch is controlled by a micro-computer chip which also monitors said temperature sensor and user input; wherein said switch is operated by said control circuit which receives input from said user; wherein said control circuit will operate said switch if a desired temperature is higher than a sensed temperature and allow said electricity to flow to said at least one blanket thus heating it; wherein said safety circuit regulates charging and discharging as well as monitoring health of said rechargeable battery pack; wherein said steering circuit controls said flow of said electricity from said rechargeable battery pack to said at least one controller; wherein said steering circuit controls said flow of said electricity from said charger to said at least one controller to allow said rechargeable battery pack to be charged while said charger also powers said at least one controller; wherein said safety circuit prevents unpredictable outside events from damaging said portable rechargeable li-polymer/lithium-ion battery cell operated heating blanket assembly; wherein said control circuit receives feedback from said temperature sensor inside said at least one blanket; and wherein said portable rechargeable li-polymer/lithium-ion battery cell operated heating blanket assembly is useful for providing comfortable heat to a human body and sustaining said comfortable heat.
1537 | Aerosol delivery device including a housing and a coupler | The present disclosure relates to aerosol delivery devices. The aerosol delivery devices may include a control body and a cartridge including an atomizer and a reservoir configured to contain an aerosol precursor composition. The control body may include a housing defining an electrical power source cavity that extends along a first longitudinal axis and is configured to receive an electrical power source. The control body may additionally include a coupler configured to engage a cartridge including an aerosol precursor composition such that the cartridge extends along a second longitudinal axis. The first longitudinal axis and the second longitudinal axis may be non-coaxial and oriented substantially parallel to one another. A related assembly method is also provided. | 1. An aerosol delivery device, comprising: a housing defining an electrical power source cavity configured to receive an electrical power source, the electrical power source cavity defining a first longitudinal axis; and a coupler engaged with the housing and configured to engage a cartridge including an aerosol precursor composition such that the cartridge extends along a second longitudinal axis, the first longitudinal axis and the second longitudinal axis being non-coaxial and oriented substantially parallel to one another, wherein the housing comprises a button assembly that at least partially defines a dividing wall that separates the cartridge from the electrical power source cavity.
1538 | Endoscope light source apparatus | A cooling device according to the invention includes: a first flow channel configured so that a coolant passes; a first heat receiving portion; a first heat radiating portion arranged in the first flow channel; a first heat transferring portion configured to transfer heat from the first heat receiving portion to the first heat radiating portion; a second flow channel configured so that the coolant passes; a second heat receiving portion; a second heat radiating portion arranged in the second flow channel; and a second heat transferring portion configured having a longer length than the first heat transferring portion and transferring heat from the second heat receiving portion to the second heat radiating portion. The second heat radiating portion is configured having a larger surface area than the first heat radiating portion. | 1. An endoscope light source apparatus comprising: a housing including a connector connected with an endoscope through which an optical fiber cable is inserted, the housing including a wall surface including an intake port; a first flow channel forming portion arranged in the housing, the first flow channel forming portion forming a first flow channel configured so that a first coolant passes from the intake port; a second flow channel forming portion arranged in the housing, the second flow channel forming portion forming a second flow channel configured such that a second coolant different from the first coolant passes from the intake port, the second flow channel being arranged adjacently and parallel to the first flow channel, the second flow channel being provided closer to the wall surface than the first flow channel; first and second light emitting devices arranged in the housing, the first and second light emitting devices emitting light to be incident on the optical fiber cable inserted through the endoscope, the first and second light emitting devices being arranged parallel to the first flow channel along one side surface of the first flow channel forming portion, the one side surface being on an opposite side of the second flow channel, a first heat pipe connected with the first light emitting device, the first heat pipe being configured to transfer the heat of the first light emitting device; a first heat sink connected to the first heat pipe, the first heat sink being arranged in the first flow channel, the first heat sink radiating heat transferred by the first heat pipe to the coolant that passes through the first flow channel; a second heat pipe connected with the second light emitting device, the second heat pipe being configured to transfer the heat of the second light emitting device, the second heat pipe having a length longer than a length of the first heat pipe, the second heat pipe passing between the intake port and the first heat sink in the first flow channel; and a second heat sink connected to the second heat pipe, the second heat sink being arranged in the second flow channel, the second heat sink radiating heat transferred by the second heat pipe to the coolant that passes through the second flow channel, the second heat pipe having a surface area larger than a surface area of the first heat sink.
1539 | Data transmission via wide band acoustic channels | Embodiments of the present invention relate to ultrasound (acoustic) data transmission systems, in particular data transmission over wide-band acoustic channels with frequency-dependant multi-path propagation. More specifically, embodiments of the invention involve increasing the bit rate in the acoustic channel by means of utilization of the entire ultrasound spectrum available for data transmission inside a human body. | 1. A method of demodulating acoustic data, comprising: receiving a wide-band acoustic data signal; transforming the wide-band acoustic data signal into a plurality of frequency-divided sub-band signals, wherein the plurality of frequency-divided sub-band signals are modulated with a plurality of modulation schemes; generating a plurality of data streams by demodulating each sub-band signal in the plurality of frequency-divided sub-band signals into a data stream according to a respective frequency band and demodulation scheme, each data stream in the plurality of data streams corresponding to one of the plurality of frequency-divided sub-band signals; and combining the plurality of data streams into an output data stream.
1540 | Performance of a diagnostic procedure using a wearable computing device | The present disclosure describes example systems and methods for identifying an indication of an injury of a user of a wearable computing device. The systems and methods may be directed to determining that an acceleration experienced by the wearable computing device exceeds a threshold value. In response, the wearable computing device may perform a diagnostic procedure in order to identify an indication of an injury experienced by the user of the wearable computing device. The diagnostic procedure may include one or more of an eye response test, a verbal response test, a motor response test, and a visual diagnostic test. | 1. A method comprising: receiving, by a wearable computing device, a first signal that indicates deployment of an air bag of a vehicle; and in response to receiving the first signal, the wearable computing device: receiving an indication of acceleration of the wearable computing device at or near a time of the indicated deployment of the air bag; based on the indication of the acceleration, determining, by the wearable computing device, that the acceleration exceeds a threshold value; and in response to determining that the acceleration exceeds the threshold value, performing, by the wearable computing device, a diagnostic procedure including one or more of the following procedures: an eye response test using a detector of the wearable computing device, a verbal response test using a microphone of the wearable computing device, a motor response test using at least one sensor of the wearable computing device, and a visual diagnostic test using at least one sensor of the wearable computing device.
1541 | Elongated conductors and methods of making and using the same | Elongated conductors are provided. Aspects of the elongated conductors include: an elongated structure having a proximal region and a distal region, where the elongated conductor includes two or more insulated conducting members that are in fixed relative position along at least a portion of the elongated structure and extend from the proximal region to the distal region. A pattern of insulation openings among the insulated conducting members is present at one or both of the proximal and distal regions. Aspects of the invention further include methods of making the elongated conductors, as well as devices that include the elongated conductors. | 1. An elongated conductor comprising: an elongated structure having a proximal region and a distal region and comprising two or more insulated conducting members that are in fixed relative position along at least a portion of the elongated structure and extend from the proximal region to the distal region, wherein the insulated conducting members are not present in a wound configuration along at least a portion of the elongated structure; and a pattern of insulation openings among the insulated conducting members at one or both of the proximal and distal regions.
1542 | Electrosurgical instrument with dual radiofrequency and microwave electromagnetic energy | An electrosurgical instrument for delivering radiofrequency (RF) electromagnetic (EM) energy and microwave frequency EM energy from a coaxial feed cable through an instrument tip into tissue. The instrument tip comprises a dielectric body separating first and second conductive elements, which act as active and return electrodes to convey the RF EM radiation by conduction, and as an antenna to radiate the microwave EM radiation. The instrument also has a fluid feed incorporated into its tip, e.g. in an additional dielectric element mounted on the underside of the tip, for delivering fluid. The delivered fluid may be a gas plasma to assist treatment or a liquid to plump up a tissue region before treatment. The instrument may fit in an endoscope. | 1. An electrosurgical resection instrument for applying to biological tissue radiofrequency (RF) electromagnetic (EM) energy having a first frequency and microwave EM energy having a second frequency higher than the first frequency, the electrosurgical resection instrument comprising: an instrument tip comprising a planar transmission line element, the planar transmission line element comprises a substantially planar element made from a first dielectric material, a first conductive layer on a first surface of the substantially planar element, and a second conductive layer on a second surface of the substantially planar element, the first surface and the second surface forming respectively a top side and an underside of the instrument tip; a coaxial cable comprising an inner conductor, an outer conductor coaxial with the inner conductor, and a second dielectric material separating the outer conductor and the inner conductor, the coaxial cable being for conveying, simultaneously or separately, an RF signal having the first frequency and a microwave signal having the second frequency; a carrier tube defining a lumen for carrying the coaxial cable, wherein the instrument tip comprises a distal portion that protrudes beyond a distal end of the carrier tube; and a third dielectric material mounted on the distal portion of the instrument tip to cover the second conductive layer on the underside of the distal portion of the instrument tip, the third dielectric material having an outer surface that curves upwards along its length towards a distal end of the instrument tip; wherein the first surface of the substantially planar element and the second surface of the substantially planar element extend towards the distal end of the instrument tip between the first conductive layer and the second conductive layer in a direction parallel to a longitudinal axis of the coaxial cable; wherein the inner conductor is electrically connected to the first conductive layer and the outer conductor is electrically connected to the second conductive layer to enable the instrument tip to receive the RF signal and the microwave signal.
1543 | Electro-active lens with crossed linear electrodes | Eyewear is provided including a frame, and a camera connected with the frame, in which the camera is configured to be controlled by a remote controller. The camera may be configured to capture video and/or a photo. The eyewear may include data storage, and the camera may be connected to the data storage. A wrist watch may be configured to act both as a time piece and a controller of the camera. The eyewear may also include a heads up display and/or a video file player. The eyewear may also include an electro-active lens. | 1. An ophthalmic system comprising: a base optic to provide a fixed base optical power; an electro-active element, in optical communication with the base optic, to provide at least one of a variable optical power or a variable transmittance, the electro-active element comprising; a first electro-active lens having a first plurality of linear electrodes oriented orthogonal to an optical axis of the ophthalmic system; and a second electro-active lens in optical communication with the first electro-active lens, the second electro-active lens having a second plurality of linear electrodes oriented orthogonal to the optical axis and to the first plurality of linear electrodes, at least one of the first plurality of linear electrodes or the second plurality of linear electrodes comprising independently controllable linear electrodes.
1544 | Flexible, hermetic electrical interconnect for electronic and optoelectronic devices for in vivo use | An electronic device can comprise a first electronic module; a second electronic module; and a hermetic electric interconnect to hermetically couple them. The hermetic electric interconnect can comprise a bottom metal layer; a bottom insulating layer, deposited on the bottom metal layer to insulate the bottom metal layer; an interconnect metal layer, deposited on the bottom insulating layer, and deposited to form a bottom sealing ring; and patterned to form electrical connections between contact pads, and to form a middle sealing ring; a patterned top insulating layer, deposited on the interconnect metal layer to insulate the interconnect metal layer; and patterned to form feedthrough holes; and a top metal layer, deposited on the top insulating layer to start forming contacts by filling the feedthrough holes; and patterned to complete forming contacts through the feedthrough holes, to form a separate barrier layer, and to complete forming the top sealing ring. | 1. A method of fabricating a hermetic electric interconnect for an optoelectronic device, the method comprising the steps of: (a) depositing a bottom metal layer on a substrate; (b) depositing a bottom insulating layer on the bottom metal layer to insulate the bottom metal layer; and (bs) patterning the bottom insulating layer to form a bottom seal ring trench; (c) (c 1 ) depositing an interconnect metal layer on the bottom insulating layer, (c 1 s) to fill the bottom seal ring trench to form a bottom sealing ring; and (c 2 ) patterning the interconnect metal layer to form electrical connections between contact pads, and (c 2 s) to form a middle sealing ring around the electrical connections; (d) (d 1 ) depositing a top insulating layer on the interconnect metal layer to insulate the interconnect metal layer, and (d 1 s) to separate the middle sealing ring from the interconnect metal layer; and (d 2 ) patterning the top insulating layer to form feedthrough holes coupled with the contact pads, and (d 2 s) to form a top sealing ring trench coupled with the middle sealing ring; (e) (e 1 ) depositing a top metal layer on the top insulating layer to start forming contacts by filling the feedthrough holes, and (e 1 s) to start forming a top sealing ring by filling the top seal ring trench; and (e 2 ) patterning the top metal layer to complete forming contacts through the feedthrough holes, to form a separate barrier layer, and (e 2 s) to complete forming the top sealing ring, coupled with the middle sealing ring; and (f) seating contact pads of a first electronic module and a second electronic module into the contacts, and (fs) seating a module sealing ring into the top sealing ring.
1545 | Infrared communication with an opthalmic device | Techniques and mechanisms for participating in a wireless communication with an implantable ophthalmic device. In an embodiment, an exterior of an ophthalmic device includes a biocompatible surface of an enclosure having control circuitry disposed therein. With the control circuitry, the ophthalmic device aids in sensing a condition at an eye or assists vision with the eye. In another embodiment, wireless communication circuitry is disposed in or on the enclosure, the wireless communication circuitry to participate in a communication of a wireless signal that is in an infrared wavelength range of the electromagnetic spectrum. Electrical signaling between the control circuitry and the wireless communication circuitry is based on the wireless signal. In another embodiment, the wireless signal is based on electrical signaling between the control circuitry and the wireless communication circuitry. | 1. An ophthalmic device for implantation in an eye, the ophthalmic device comprising: an enclosure formed of a biocompatible material; control circuitry disposed in the enclosure and configured to sense a condition at the eye or to assist vision of the eye; wireless communication circuitry disposed in or on the enclosure, the wireless communication circuitry electrically coupled to the control circuitry, wherein the wireless communication circuitry includes: an optical receiver oriented to face a retina of the eye to detect first wireless signals from an external device outside of the eye after reflection off of the retina of the eye when the ophthalmic device is implanted into the eye, wherein the optical receiver is configured to detect the first wireless signals in an infrared band; and an optical transmitter oriented to face the retina of the eye when the ophthalmic device is implanted into the eye to emit second wireless signals for communicating with the external device outside of the eye via reflecting the second wireless signals off of the retina; and a dynamic optic positioned to assist vision of the eye when the ophthalmic device is implanted into the eye, wherein the dynamic optic is positioned to pass the first wireless signals incident into the eye prior to reflection off of the retina and pass the second wireless signals out of the eye after reflection off of the retina.
1546 | Device and method for opening an airway | A device and a method for creating and/or maintaining an obstruction free upper respiratory passages. The device is configured to fit under the chin of a subject adjacent to the subject's neck at an external location corresponding approximately with the subject's internal soft tissue associated with the neck's anterior triangle. The device is capable of exerting negative pressure on the surface of a subject's neck, displacing the soft tissue forward and enlarging the airway. | 1. An apparatus configured to seat against the chin and neck of a patient to define a chamber at an external location approximately at soft tissue of a patient associated with the anterior triangle of the neck and to maintain patency of the patient'ss upper airway by applying a force to a surface of the neck of the patient to draw the surface into the chamber when a therapeutic level of negative pressure is applied within the chamber, comprising: a therapy appliance comprising a peripheral surface configured to mate with an external area of the throat overlying the upper respiratory passage, whereby, when mated to the patient, said therapy appliance provides a space-filled chamber lying between an inner surface of the therapy appliance and the throat; an air pump module operably connected to the apparatus to produce a partial vacuum within the space-filled chamber, comprising: an air pump, and a control module comprising a microcontroller operably connected to a vacuum or pressure sensor and to control circuitry, the microcontroller configured to control on/off cycles and speed of the air pump; and an accelerometer operably connected to the control module and configured to measure body position of the patient, wherein the control module adjusts the partial vacuum within the space-filled chamber based on the measured body position.
1547 | Nurse call system, interface unit, and nurse call connection method | In nurse call systems where communication between a plurality of slave units and a plurality of extension terminals is possible, a nurse call controller serving the slave units and a private branch exchange serving the mobile terminals have been connected to each other through a nurse call adaptor; thus, there is a need for one such nurse call system that does not require a nurse call adaptor. Provided is an interface unit which is connected to a nurse call controller through a plurality of ISND basic interfaces, connected to a private branch exchange through an ISDN primary rate interface, and performs interface conversion therebetween. | 1. A nurse call system for forming a speech path among a plurality of slave units and a plurality of extension terminals to conduct a call, comprising: a nurse call controller accommodating the plurality of slave units; a private branch exchange accommodating the plurality of extension terminals; and an interface unit provided between the nurse call controller and the private branch exchange, connected with the nurse call controller through N (N is a natural number greater than or equal to 2) number of ISDN (Integrated Services Digital Network) basic interfaces, connected with the private branch exchange through an ISDN primary rate interface, to interface between the ISDN primary rate interface controlling a plurality of data channels with one control channel and the N number of ISDN basic interfaces that functions as an interface controlling all of 2N data channels with one control channel, by controlling all of the 2N data channels of the N number of ISDN basic interfaces with the one control channel of the ISDN primary rate interface and the one control channel of one ISDN basic interface in the N number of ISDN basic interfaces, and allocating the 2N data channels of the N number of ISDN basic interfaces on the nurse call controller side to data channels of the ISDN primary rate interface on the private branch exchange side in order from a first data channel.
1548 | Drug delivery device with drug container comprising a sensor and optical data transmission system | A container designed to contain a fluid medicament and adapted to cooperate with a delivery device for delivering the fluid medicament comprises an electrically operable sensor system for measuring at least one physical or chemical parameter value related to the container and/or fluid medicament therein, wherein the sensor system comprises an optical receiver designed to receive optical radiation energy and to transform said optical radiation energy into electrical energy for operating the sensor system. | 1. A container designed to contain a fluid medicament and adapted to cooperate with a delivery device for delivering the fluid medicament, wherein the container comprises an electrically operable sensor system for measuring at least one physical or chemical parameter value related to the container and/or the fluid medicament therein, and wherein the sensor system comprises (a) an optical receiver designed to receive a first optical signal and to transform said first optical signal into a first electrical signal processable by the sensor system, and (b) an optical transmitter designed to receive a second electrical signal and to transform the second electrical signal into a second optical signal; wherein the container is closed on one end by a movable bung, wherein the movable bung is composed of a material that is essentially transparent, and wherein the sensor system is positioned such that the first optical signal and the second optical signal follow respective optical paths through at least a portion of the movable bung.
1549 | Low equivalent series resistance RF filter for an AIMD | An AIMD includes a conductive housing, an electrically conductive ferrule with an insulator hermetically sealing the ferrule opening. A conductive pathway is hermetically sealed and disposed through the insulator. A filter capacitor is disposed on a circuit board within the housing and has a dielectric body supporting at least two active and two ground electrode plates interleaved, wherein the at least two active electrode plates are electrically connected to the conductive pathway on the device side, and the at least two ground electrode plates are electrically coupled to either the ferrule and/or the conductive housing. The dielectric body has a dielectric constant less than 1000 and a capacitance of between 10 and 20,000 picofarads. The filter capacitor is configured for EMI filtering of MRI high RF pulsed power by a low ESR, wherein the ESR of the filter capacitor at an MRI RF pulsed frequency or range of frequencies is less than 2.0 ohms. | 1. A low equivalent series resistance filter capacitor assembly for an active implantable medical device, the filter capacitor assembly comprising: a) an electrically conductive ferrule defining a ferrule opening, wherein the ferrule is configured to be attachable to an opening in a housing of an active implantable medical device; b) an insulator at least partially residing in the ferrule opening and being hermetically sealed to the ferrule, wherein the insulator extends from an insulator body fluid side to an insulator device side with an insulator via hole extending through the insulator to the insulator body fluid and device sides; c) an active conductive pathway hermetically sealed to the insulator in the via hole, the active conductive pathway extending from an active conductive pathway body fluid side to an active conductive pathway device side, wherein the active conductive pathway is in a non-conductive relationship with the ferrule; d) a filter capacitor, comprising: i) a ceramic dielectric body having a dielectric constant that is greater than zero, but less than 1,000; ii) at least two active electrode plates interleaved with at least two ground electrode plates supported in the ceramic dielectric body; iii) a capacitance that ranges from 10 and 20,000 picofarads; and iv) an equivalent series resistance (ESR), which is the sum of a dielectric loss plus an ohmic loss of the ceramic dielectric body, that is greater than zero, but less than 2.0 ohms at a range of MRI RF pulsed frequencies, v) wherein an active metallization supported on the ceramic dielectric body is electrically connected to the at least two active electrode plates, and a ground metallization supported on the ceramic dielectric body is electrically connected to the at least two ground electrode plates of the filter capacitor; and e) a first electrical connection electrically connecting the active metallization of the filter capacitor to the active conductive pathway device side; f) a second electrical connection electrically connecting the ground metallization of the filter capacitor to the ferrule; and wherein, starting from the insulator on the device side, the filter capacitor is the first capacitor that is electrically connected between the active conductive pathway and the ferrule.
1550 | System and method for network-enabled automatic electronic defibrillators | A system and method of network-enabled automatic electronic defibrillators (AEDs) may be used to assist with cardiac emergencies. The system includes at least two AEDs positioned in different geographic locations. At least one location-providing tag is positioned on each of the at least two AEDs. A controller is capable of communicating with the location-providing tag of each of the at least two AEDs through at least one network connection. When a cardiac emergency occurs, an AED located nearby may be identified or requested to assist with the emergency. | 1. An emergency response system for alerting trained neighborhood volunteer operators to collect an automatic external defibrillator (AED) and deliver the AED to a neighborhood cardiac emergency, comprising: at least two AEDs held in lockboxes in different geographic locations in a neighborhood community; a central emergency dispatch hub configured to send an emergency alert to the trained neighborhood volunteer operators; and a device configured to communicate with the trained neighborhood volunteer operators and alert the trained neighborhood volunteer operators of the neighborhood cardiac emergency and a location of a victim of the neighborhood cardiac emergency, wherein the lockboxes are configured to unlock automatically upon receiving a signal from the central emergency dispatch hub or from a trained neighborhood volunteer operator in a vicinity of the lockbox and to remain unlocked for a period of time after receiving a signal and then relock automatically or remain unlocked if an AED is removed and relock automatically only after the AED is returned to the lockbox.
1551 | Adaptive network querying system | The systems and methods of the invention provide a network querying or content system which drives high relevance question sets or content to users and presents it in the optimal template to ensure user interaction. In accord with at least one aspect, the system assesses the context (of a user) by interpreting the optimal template based on personality mapping of the user and relevancy mapping of the query or content. In a technically efficient manner, the system employs client-based managers and builders to select, supplement, or build user profiles and user interface templates to optimize queries or content based on a user's present profile. The systems and methods of the invention perform processing, in a technically efficient manner, to assess question or content set interaction and relevancy to generate targeted question sets or content that encourage overall user health and wellness. | 1. A system of networked apparatuses that provide adaptive queries, the processing being performed over a network to provide communication interface amongst the networked apparatuses, each of the apparatuses in the form of a tangibly embodied computer processor, each computer processor including instructions on a non-transitory computer memory, the system comprising: the network over which a plurality of networked apparatuses communicate; an adaptive query server, the adaptive query server including: a query processor including instructions on a non-transitory computer medium, the non-transitory computer medium constituted by one or more data storage mediums; the query processor including a training manager module for loading at least one query; the query processor including a personality mapping module for mapping at least one recipient profile to create a recipient profile file for each individual recipient associated with the plurality of networked apparatuses, the recipient profile file stored in the one or more data storage mediums; the query processor including a relevancy mapping module for mapping the relevancy of the one or more queries to a plurality of individual recipients associated with the plurality of networked apparatuses; the query processor determining a query for a selected recipient based on the recipient profile file associated with the recipient and the relevancy mapping of the query; the query processor generating a query message including data on the query, the selected recipient profile, and a suggested recipient interface template; and the query processor initiating a communication including the query message to at least one recipient device associated with the selected recipient; at least one recipient device, the recipient device including: an adaptive processor including instructions on a non-transitory computer medium, the non-transitory computer medium constituted by one of more data storage mediums, the adaptive processor including a profile module for determining a real time profile of the recipient associated with the recipient device and storing the profile in one of the data storage mediums on the device; the adaptive processor processing the query message to extract the query, the selected recipient profile, and the suggested recipient interface template; the adaptive processor comparing the selected recipient profile from the adaptive query server to the profile file on the recipient device; the adaptive processor including a profile manager and selecting a final recipient profile from a plurality of recipient profiles stored in the one or more data storage mediums based on the comparison; the adaptive processor including a user interface manager, the user interface manager selecting a final user interface template from a plurality of user interface templates stored in the one or more data storage mediums based on the final user profile; and the adaptive processor generating a user interface for display on the recipient device comprised of the final user interface template, a final set of query data from the plurality of query data and selecting the location of each element of the final set of query data within the final user interface template.
1552 | Perceptual-cognitive-motor learning system and method | The present disclosure relates to a perceptual-cognitive-motor learning system. The system includes an apparatus for evaluating or improving perceptual-cognitive abilities of a subject during a training sequence. The apparatus includes a display configured to provide to the subject a visual contact with an environment. The system also has a training sequence controller configured to consolidate results of first successive tests made using a single spatial zone formed by the environment, segment the into a plurality of spatial zones, and consolidate results of second successive tests made using the plurality of spatial zones. Methods for evaluating or improving perceptual-cognitive abilities of a subject are also disclosed. | 1. A perceptual-cognitive-motor learning system comprising: an apparatus for evaluating or improving perceptual-cognitive abilities of a subject during successive tests, the apparatus including: a display apparatus configured to provide to the subject a visual contact with a three-dimensional environment, the display apparatus being configured to display stereoscopic images of virtual objects moving in the three-dimensional environment, and a response interface; and a training sequence controller configured to: define a training sequence, the training sequence including a first plurality of successive tests and a second plurality of successive tests, wherein the virtual objects move in a single three-dimensional spatial zone formed by the three-dimensional environment during the first plurality of tests; cause the display apparatus to present the first plurality of successive tests to the subject; receive, through the response interface, responses from the subject, the responses identifying the virtual objects during the first plurality of successive tests; cause the display apparatus to segment the three-dimensional environment into a plurality of three-dimensional spatial zones, wherein the virtual objects move in the plurality of three-dimensional spatial zones during the second plurality of tests; cause the display apparatus to present the second plurality of successive tests to the subject; receive, through the response interface, responses from the subject, the responses identifying the virtual objects during of the second plurality of successive tests; and adjust a speed of the virtual objects in view of the responses received from the subject.
1553 | Implantable wireless device for transmitting data | An implantable wireless device for transmitting data includes an external control device and an internal processing device. The external control device receives digital data and an alternating current carrier signal and uses the alternating current carrier signal to modulate the digital data into a phase shift keying modulation signal. The digital data have a plurality of time points that binary data change. The internal processing device includes a phase-lock loop (PLL)-based phase shift keying demodulator. The PLL-based phase shift keying demodulator obtains a ripple voltage signal according to the phase shift keying modulation signal. The ripple voltage signal decreases from a fixed voltage value at each of the plurality of time points and then increases to the fixed voltage value. The PLL-based phase shift keying demodulator demodulates the ripple voltage signal into the digital data. | 1. An implantable wireless device for transmitting data comprising: an external control device comprising: a phase shift keying (PSK) modulator receiving digital data and an alternating current (AC) carrier signal and using the AC carrier signal to modulate the digital data into a phase shift keying (PSK) modulation signal, and the digital data have a plurality of time points that binary data change; and a first wireless transmission coil whose quality factor is larger than 100, and the first wireless transmission coil is electrically connected to the phase shift keying modulator; and an internal processing device implanted in a physiological tissue and comprising: a second wireless transmission coil whose quality factor is larger than 100; a phase-lock loop (PLL)-based phase shift keying demodulator electrically connected to the second wireless transmission coil, receiving the phase shift keying modulation signal through the first wireless transmission coil and the second wireless transmission coil, and obtaining a ripple voltage signal according to the phase shift keying modulation signal, and the ripple voltage signal decreases from a fixed voltage value at each of the plurality of time points and then increases to the fixed voltage value, and the phase-lock loop-based phase shift keying demodulator demodulates the ripple voltage signal into the digital data; and an alternating current (AC) to direct current (DC) converter electrically connected to the second wireless transmission coil, receiving the phase shift keying modulation signal through the first wireless transmission coil and the second wireless transmission coil, and converting the phase shift keying modulation signal into a supplying direct current voltage.
1554 | Electronic apparatus and manufacturing method therefor | An electronic apparatus is provided which, even when the electronic apparatus configuring a node is implanted in the body of an object animal, makes the object animal hard to feel stress and can acquire effective data about the natural behavior and state of the object animal. As shown in FIG. 12 , a module unit and a battery are arranged separated from each other. That is, an electronic apparatus according to the present embodiment 1 adopts a case including a first capacity part and a second capacity part both arranged separated from each other to thereby accommodate the module unit in an internal space of the first capacity part and accommodate the battery in an internal space of the second capacity part. | 1. An electronic apparatus functioning as a component of a wireless communication system, the electronic apparatus comprising: a sealed case including: a first capacity part including a first space; a second capacity part, in a plan view, provided away from the first capacity part and including a second space; a coupling part which couples the first capacity part and the second capacity part, the electronic apparatus including a module unit accommodated in the first space of the first capacity part, and a battery accommodated in the second space of the second capacity part, the coupling part including a wiring which electrically couples the module unit and the battery, and the module unit including a sensor which detects a physical quantity, and a radio communication unit which transmits data based on an output signal from the sensor; and a temperature sensor electrically coupled to the module unit, in the plan view, the temperature sensor being located outside of the first capacity part, the second capacity part, and the coupling part.
1555 | Vaporizer | An electronic cigarette or vaporizer may include a shell and a cartomizer receivable within a chamber within a portion of the shell. The cartomizer may hold a vaporizable fluid, dry substance, or other vaporizable substance such as a wax. A charger may also be included which in one embodiment may be insertable into the chamber, and in another embodiment may be connectable to an end of the shell. Various electrical components, such as a printed circuit board, a recharagable battery, various indicator lights, a sensor, and display screen, for instance, improve the functionality of the vaporizer from known vaporizers. Magnets may also be provided in order to secure the cartomizer or the charger to the shell. | 1. A vaporizer comprising: a shell having a battery segment and a cartomizer receiving segment, the cartomizer receiving segment defining a chamber having an insertion end distal from the battery segment and a base end proximate to the battery segment; a cartomizer insertable into the chamber at the insertion end, the cartomizer including: an outer cartomizer shell, a holding structure provided within, and secured to, the outer cartomizer shell, the holding structure including a basin dimensioned to hold a vaporizable substance, a heating element provided within the basin operable to heat the vaporizable substance, cartomizer electrical contacts provided on the exterior of the cartomizer, cartomizer electrical circuitry operable to direct an electronic current between the cartomizer electrical contacts and the heating element, and a mouthpiece fluidly communicable with the basin, the mouthpiece extending from the insertion end of the chamber when the cartomizer is inserted in the chamber, wherein the heating element is activated by the current and is operable to heat the vaporizable substance to a vaporization temperature; a battery housed within the battery segment; battery electrical contacts provided between the base end of the chamber and the battery segment, the battery electrical contacts positioned to contact the cartomizer electrical contacts when the cartomizer is inserted in the chamber; and battery electrical circuitry housed within the battery segment and operable to direct an electrical current between the battery, the battery electrical contacts, the cartomizer electrical contacts, the heating element, and the inserted cartomizer.
1556 | Method for controlling electronic cigarette with multiple output modes | A method for controlling an electronic cigarette with multiple output modes includes following steps. Whether button signals are input for a first preset number of times is determined when a system is powered on. The system is controlled to enter a locked state if the button signals are input for the first preset number of times. Whether a switch signal for switching between the output modes is input via a button under the locked state is determined, the output modes comprising a voltage output mode and a power output mode. A current output mode is switched to a new output mode and the new output mode is stored in the memory if the switch signal is input, and outputs are controlled according to the stored output mode after a user unlocks the system and the first controller receives a smoking signal. | 1. A method for controlling an electronic cigarette with multiple output modes comprising: determining by a first controller whether button signals are input for a first preset number of times via a button when a system of the electronic cigarette is powered on; controlling the system to enter a locked state if the button, signals are input for the first preset number of times; determining by the first controller whether a switch signal for switching between the output modes is input to the first controller via the button under the locked state, the output modes comprising a voltage output mode and a power output mode which are able to be stored in a memory of the first controller; and switching from a current output mode to a new output mode and storing the new output mode in the memory by the first controller if the switch signal is input, and controlling outputs by the first controller according to the stored output mode after a user unlocks the system and the first controller receives a smoking signal.
1557 | Optical communication system and endoscope system with connection state abnormality detection | A transmitting device includes: a first transmission unit; a second transmission unit having transmission lines each having a proximal end at which a transmitting-side connecting portion is provided; and a first switch for selecting a transmission line from the second transmission unit, to connect the selected transmission line to the first transmission unit. A receiving device includes: a third transmission unit having transmission lines each having a distal end at which a receiving-side connecting portion is provided; a fourth transmission unit; a second switch for selecting, from the third transmission unit, a transmission line including the receiving-side connecting portion optically connected to the transmitting-side connecting portion, to connect the selected transmission line to the fourth transmission unit; and a detection unit configured to detect whether a connection between the transmitting-side and receiving-side connecting portions is abnormal based on light amount of an optical signal transmitted through the fourth transmission unit. | 1. An optical communication system comprising: a transmitter configured to transmit an optical signal; and a receiver attachable to and detachable from the transmitter and configured to receive the optical signal transmitted from the transmitter, the transmitter comprising: a single first optical transmission line to receive the optical signal; a plurality of second optical transmission lines each having a proximal end at which a transmitting-side optical connecting portion is provided; and a first optical switch configured to select at least one optical transmission line from the plurality of second optical transmission lines, and to connect the at least one selected second optical transmission line to the single first optical transmission line, and the receiver comprising: a plurality of third optical transmission lines each having a distal end at which a receiving-side optical connecting portion is provided, the receiving-side optical connecting portion being optically connectable to the transmitting-side optical connecting portion, and the plurality of third optical transmission lines being configured to transmit the optical signal received from the receiving-side optical connecting portion; a single fourth optical transmission line to transmit the optical signal; a second optical switch configured to select, from the plurality of third optical transmission lines, an optical transmission line including the receiving-side optical connecting portion connected to the transmitting-side optical connecting portion of the at least one optical transmission line selected from the plurality of second optical transmission lines by the first optical switch, and to connect the selected optical transmission line to the single fourth optical transmission line; and a controller comprising hardware, the controller being configured to: control switching between the optical transmission lines connected to the first optical switch, and to control switching between the optical transmission lines connected to the second optical switch; and detect whether or not a connection state between the transmitting-side optical connecting portion and the receiving-side optical connecting portion is abnormal based on light amount information of the optical signal transmitted through the single fourth optical transmission line by way of the optical transmission lines selected in accordance with switching control of the first optical switch and the second optical switch; wherein the receiving device further comprises an electric signal conversion unit configured to convert the optical signal transmitted through the single fourth optical transmission line to an electric signal including the light amount information of the optical signal, and the controller is further configured to detect whether or not the connection state between the transmitting-side optical connecting portion and the receiving-side optical connecting portion is abnormal based on the light amount information of the optical signal transmitted through the single fourth optical transmission line and included in the electric signal obtained through conversion by the electric signal conversion unit.
1558 | Distributed system architecture for continuous glucose monitoring | The present disclosure relates to techniques for receiving glucose data from a continuous glucose sensor and controlling the use and redistribution of that data so it is used in an intended manner. In one aspect, a method includes preparing data including glucose levels using a continuous glucose sensor unit; wirelessly transmitting the data relating to the glucose levels to a display device from the continuous glucose sensor unit; automatically forwarding the data relating to the glucose levels from the display device to a cloud computing architecture; and storing the data relating to the glucose levels in separate groups at the cloud computing architecture. | 1. A method for securely transmitting data, comprising: preparing data including glucose levels using a continuous glucose sensor unit; wirelessly transmitting the data relating to the glucose levels to at least one display device from a transmitter associated with the continuous glucose sensor unit; automatically forwarding the data relating to the glucose levels from the at least one display device to a cloud computing architecture; and storing the data relating to the glucose levels in separate groups at the cloud computing architecture, wherein the data relating to the glucose levels comprises a first set of data and a second set of data, wherein the first set of data comprises real-time data, the real-time data comprising one or more of glucose values, a current status of the continuous glucose sensor unit, or timestamps associated with measurements used to obtain the glucose values; and the second set of data comprises at least one of information for calibrating the continuous glucose sensor unit and information used for technical support of the continuous glucose sensor unit; encrypting the first set of data by the transmitter; encrypting the second set of data by the transmitter; decrypting and displaying the first set of data by the at least one display device; preventing the at least one display device from decrypting the second set of data; decrypting the second set of data by the cloud computing architecture; storing a first key to decrypt the first set of data by the at least one display device; storing a second key to decrypt the second set of data by the cloud computing architecture; preventing the second key from being accessed by the at least one display device; and selectively determining, by the cloud computing architecture, whether to grant access to the first set of data and the second set of data by one or more requesting systems, wherein the requesting systems comprise a technical support system, at least one third-party application, and a data warehouse, wherein the cloud computing architecture: grants the technical support system access to the first set of data and the second set of data; grants the at least one third-party application access to the first set of data; and grants the data warehouse access to the first set of data and the second set of data.
1559 | Using near-field communication both for out-of-band pairing and physiological data transfer | A method for obtaining physiological data from a medical sensor device includes detecting a proximity of the medical sensor device by an electronic computing device. After the proximity is detected, a message is received from the medical sensor device. A determination is made as to whether the received message includes configuration information for a wireless communication link. When the received message includes the configuration information for the wireless communication link, the wireless communication link is used to receive physiological data from the medical sensor device and the received physiological data is processed at the electronic computing device. When the received message does not include configuration information for the wireless communication link, a determination is made as to whether the received message includes physiological data. When the received message includes the physiological data, the physiological data is processed at the electronic computing device. | 1. A method for obtaining physiological data from a physiological sensor device, the method comprising: transmitting an initiator signal to the physiological sensor device; receiving a response to the initiator signal from the physiological sensor device; upon receiving the response to the initiator signal, determining a card-emulation protocol, the card-emulation protocol including near field communication; using near field communication, transmitting an un-modulated signal to the physiological sensor device; receiving load-modulated data from the physiological sensor device, the load-modulated data including physiological data; and converting the load-modulated data into a digital signal for processing using a near field communication receiver.
1560 | Medical device | A display assembly includes a liquid crystal display (LCD) frame, a printed circuit board (PCB), and a front housing. The LCD frame includes at least one LCD frame obround boss. The PCB includes at least one PCB obround slot, where the PCB obround slot is sized to be larger in length and diameter than the at least one LCD frame obround boss. The LCD frame is secured to a printed circuit assembly. The front housing includes a display opening and an elastomeric bezel positioned on the front housing, where the elastomeric bezel is configured to position a liquid crystal display within the display opening. | 1. A display assembly, comprising: a liquid crystal display frame including a liquid crystal display and at least one liquid crystal display frame obround boss; a printed circuit board including at least one PCB obround slot, wherein the at least one PCB obround slot is sized to be larger in length and diameter than the at least one liquid crystal display frame obround boss, the liquid crystal display frame being secured to the printed circuit board such that the liquid crystal display frame can float horizontally relative to the printed circuit board; and a front housing including a display opening and an elastomeric bezel positioned on the front housing, the elastomeric bezel being configured to position the liquid crystal display within the display opening; and the sole connection between the liquid crystal display and the front housing being via the elastomeric bezel.
1561 | Detection of worsening heart failure events using heart sounds | Systems and methods for detecting events indicative of worsening using heart sounds are disclosed. A system can include a signal sensor circuit to sense a heart sound (HS) signal. The system can detect at least first and different second HS components using the HS signal, and generate respective first and second HS metrics. The system can determine a trend indicator for the first or second HS metric, and selectively generate one or more composite HS metrics using the first and second HS metrics, according to the trend indicator indicating a growing or decay trend. The system can include a heart failure (HF) event detector to produce a HF status using the composite HS metrics, and output an indication of the HF status, or deliver therapy according to the HF status. | 1. A system, comprising: a signal sensor circuit, including a sense amplifier circuit to sense a heart sound (HS) signal from a patient; a memory circuit; a HS component detector circuit, coupled to the signal sensor circuit and the memory circuit to detect at least first and different second HS components from the received HS signal; a HS metric generator circuit, coupled to the HS component detector circuit to use the detected first and second HS components to respectively generate first and second HS metrics stored in the memory circuit; a blending circuit, coupled to the memory circuit or the HS metric generator circuit to generate one or more composite HS metrics using a ratio of the second HS metric to the first HS metric or a product of the first and second HS metrics; a heart failure (HF) event detector circuit, including a comparator circuit coupled to the blending circuit to detect a worsening HF status using a combination of (1) at least one of the first or second HS metric and (2) at least one of the one or more composite HS metrics; and an output circuit configured to output an indication of the worsening HF status.
1562 | Knee joint capsular disruption and repair | Meniscal extrusion can occur due detachment of the knee capsule from structures of the knee. Disclosed herein are methods to repair the meniscal detachment. Additionally, cadaveric and synthetic models can be used to teach said methods of repair. | 1. A knee model comprising: at least part of a tibia; at least part of a femur; a meniscus; a knee capsule attached to the meniscus and detached from the tibia, wherein the knee capsule includes a meniscotibial ligament having a plurality of coronary fibers attached to the meniscus and detached from the tibia, wherein all of the components are synthetic.
1563 | Surgical instrument with motorized attachment feature | An apparatus includes an instrument body and transmission assembly. The instrument body includes a motor, a switch, and an energy source (e.g., an ultrasonic transducer). The transmission assembly includes an end effector, a transmission feature (e.g., an acoustic waveguide), and a switch engagement feature. The end effector includes an active feature (e.g., a harmonic blade) in communication with the energy source. The switch engagement feature is operable to mechanically couple the energy source with the transmission feature in response to the switch engagement feature triggering the switch. A yoke of the instrument body is configured to selectively engage a translating member of the transmission assembly. A release switch is operable to selectively disengage the yoke from the translating member. | 1. An apparatus comprising: (a) an instrument body, comprising: (i) a motor, and (ii) a switch in communication with the motor; (b) an ultrasonic transducer; and (c) a transmission assembly comprising an acoustic waveguide, wherein the transmission assembly is configured to selectively engage the instrument body, wherein the transmission assembly is further configured to trigger the switch, wherein the motor is operable to couple the ultrasonic transducer with the acoustic waveguide in response to the transmission assembly triggering the switch.
1564 | Patient support apparatuses with wireless headwall communication | A person support apparatus includes a first transceiver adapted to wirelessly communicate with a second transceiver of a headwall interface that is positioned off of the person support apparatus. A communication link is automatically established between the first and second transceivers without requiring a user of the person support apparatus to activate a designated control and without requiring the user to identify the headwall interface. The first transceiver includes a unique identifier assigned to the headwall interface in its messages to the headwall interface. The first transceiver may also automatically transmit a disconnect signal to the headwall interface indicating the termination of the communication link is not accidental. The disconnect signal is sent based on one or more of the following: (1) a brake being off, (2) an A/C power cord being unplugged; and/or (3) a signal strength between the transceivers decreasing. | 1. A person support apparatus comprising: a support surface adapted to support a person; a microphone adapted to convert sound waves from the person on the support surface into audio signals; an exit detection system adapted to detect when the person exits from the support surface and to issue an alert; a first transceiver adapted to wirelessly communicate with a headwall interface positioned off of the person support apparatus, the headwall interface including a multi-pin connector adapted to couple to a nurse-call system connector mounted to a headwall; and a controller adapted to automatically establish a communication link between the first transceiver and the headwall interface without requiring a user of the person support apparatus to activate a control designated for establishing the communication link and without requiring the user to identify the headwall interface, the controller further adapted to transmit the audio signals and the alert via the communication link to the headwall interface for forwarding to the nurse-call system connector, the headwall interface changing one of a normally open state and normally closed state of a selected one of the pins of the multi-pin connector in response to the alert.
1565 | Systems and methods for integrated automated sports data collection and analytics platform | Systems and methods for integrated automated sports data collection and analytics are disclosed. Different types of data, for example but not limited, location data, movement data, impact data and biometric data for individual players are collected via wearable sensors in real time during a sports activity and transmitted to a cloud-based platform together with other sports data, including video, timing, scoring, statistics, and events with time code. The cloud-based platform is operable to aggregate, correlate, organize and synchronize various data related to the sports activity; store, query and retrieve various live data and historical data in and from a proprietary database; and perform analytics and provide intelligence to different parties involved in a sports activity, including coaches, trainers, medical staff, live announcers, broadcasters, displays, viewers, and fans and etc. These different parties may subscribe to licensed access to the cloud-based platform for tailored data feeds with real time push. | 1. A system for data collection and analytics for a sports activity, comprising: a server platform, a multiplicity of sensors, a multiplicity of application programs, and a multiplicity of user devices, wherein each of the user devices includes at least one of the multiplicity of application programs; wherein the multiplicity of sensors and the multiplicity of user devices are operable for network communication with the server platform; wherein the multiplicity of sensors are operable to collect and communicate in real time or near real time sports data related to the sports activity and a multiplicity of players in the sports activity to the server platform; wherein the sports data comprises a multiplicity of data inputs from the multiplicity of sensors; wherein the sports data includes real-time data relating to sports rules-based events and biometric data including heart rate, hydration, core body temperature, and impact metrics; wherein the sports rules-based events include flags, whistles, timeouts, and snaps; wherein the sports data includes disparate and asynchronous data from the multiplicity of players in the sports activity; wherein the server platform is operable to automatically aggregate the multiplicity of data inputs, automatically correlate each of the multiplicity of data inputs with a corresponding time code, automatically integrate the multiplicity of data inputs, automatically receive the time-coded timing information and scoring statistics including timeouts, play clock, penalties, scores, and attempts, and automatically synchronize a number of the multiplicity of data inputs which have identical time codes and store the synchronized number of the multiplicity of data inputs in a database, thereby creating a time-synchronized data set; wherein the server platform is operable to analyze the time-synchronized data set at a given time code based on user requested information for multiple players, thereby creating analyzed data; wherein the analyzed data includes a speed of a moving player, a distance a player ran compared to a gain in yards, a distance an offensive player pushed back a defensive player, and a total distance any player travelled during a play; wherein the server platform is operable to analyze relationships between the sports data and the analyzed data; wherein the server platform is operable to send the analyzed data to the multiplicity of user devices and the multiplicity of application programs on each user device is operable to display the analyzed data and social media feeds related to the sports activity in combination with real-time video of the sports activity; wherein the server platform is operable to provide a complete integration of dynamic statistical data and graphical content to the multiplicity of user devices; wherein the multiplicity of data inputs is available for live query, live access, and live push; wherein the multiplicity of data inputs is synchronized with the rules-based sports events; wherein the server platform includes a Football Intelligence Engine; wherein the Football Intelligence Engine is operable to store information for the multiplicity of players; and wherein the Football Intelligence Engine is operable to integrate the multiplicity of data inputs from the multiplicity of sensors with information held by the Football Intelligence Engine including a number of plays for a player in a game and in a season, biographical data for a player, live and season-to-date location data, a player'ss position on a field from a beginning of a given play to an end of the given play, manual event markers from a marking application program on at least one of the user devices, linear timecode data, and statistical data.
1566 | Monitoring fitness using a mobile device | Athletic performance monitoring and tracking may provide multiple ways in which to track athletic movement and activity. In one example, an athletic monitoring device may include or be associated with multiple types of movement sensors and switch between the sensors or use both depending on various factors including type of workout. Workouts may also be tagged with various parameters including mood, weather, terrain, athletic equipment used and the like. In one or more examples, the parameters may be automatically determined based on location. User workouts and accomplishments may also be celebrated through messages from celebrities, family, friends and other users. In some cases, the messages may be triggered by various conditions. Coaching may also be provided to the user to help improve workouts and overall athletic performance. Running routes may also be automatically tracked, stored and shared. | 1. A non-transitory computer-readable medium comprising computer readable instructions that, when executed by a processor, cause the processor to perform at least: receive via a first wireless transceiver of an electronic device, item identification data from an item identifier located on a sport-related item of a user; automatically transmit the item identification data via a second wireless transceiver of the electronic device to a remote server; transmit a user identifier identifying the user of the item; transmit usage information relating to interactions by the user with the item on at least a first date and a second date; based upon the item identification data from the item identifier, automatically registering the sport-related item in a tagging menu and tagging the usage information to identify the sport-related item; obtain configured content from a display configuration tool, the configured content being processed from the usage information, wherein the configured content is configured to be displayed on the a device in a timeline format having usage information regarding the sport-related item of the user from at least the first date and the second date; based upon the usage information provided within the timeline being associated with the first date and the second date, transmit multimedia content to a display device of the electronic device that is related to the sport-related item; and display the configured content to the electronic device to be displayed in the timeline format.
1567 | Doll companion integrating child self-directed execution of applications with cell phone communication, education, entertainment, alert and monitoring systems | The presented cell phone-enabled doll companion allows a child novel ways to self-select and self-execute applications while requiring no intervention or supervision from the parent. Further, it provides learning, entertainment and safety by integrating cell phone communication, education, entertainment, alert and monitoring systems. While providing a convenient means of communication between the child and parent, the system allows surveillance of a child's real-time environment, GPS monitoring and SIDS/health monitoring. The functionality and the physical elements of the system are programmable through installation of applications downloadable from an application store. Various options for parental access to a configuration interface to modify settings and download applications are provided, including via a cell phone, a website, customer service call center and/or the doll companion touch screen. | 1. A toy device, comprising: a doll housing comprising a housing exterior and an interior cavity disposed within said housing exterior; a computer system disposed within said interior cavity, wherein said computer system comprises at least one processor-readable storage medium, comprises at least one processor in communication with said at least one processor-readable storage medium, and comprises multiple sets of processor-executable application instructions; wherein, upon execution of an application, said processor performs the commands of at least one of said multiple sets of processor-executable application instructions; a display screen in operational communication with said at least one processor; a visually-distinguishable indicator marker, said indicator marker comprising a colored shape, letter, number, or symbol disposed upon said housing exterior; an NFC initiator in signal communication with said at least one processor, and having a radio frequency field-generating portion generating a radio frequency field with said radio frequency field-generating portion disposed directly interior of said indicator marker; and multiple passive NFC-type tags separate from said doll housing, not connected to a power source, each embedded with a first set of data corresponding to at least one of said multiple sets of processor-executable application instructions; wherein, when a first one of said NFC-type tags is brought within four centimeters of said indicator marker, said first one of said NFC-type tags is powered by said radio frequency field and transmits said first set of data to said NFC initiator; wherein said at least one processor performs the steps of: (1.) receiving said transmitted first set of data from said NFC initiator; (2.) associating at least part of said transmitted first set of data to one of said multiple sets of processor-executable application instructions on said storage medium; and (3.) outputting a request for a second one of said NFC-type tags having a second set of data, wherein, when said second one of said NFC-type tags is brought within four centimeters of said indicator marker, said second one of said NFC-type tags is powered by said radio frequency field and transmits said second set of data to said NFC initiator; the processor outputting a response to said second set of data.
1568 | Device for administering a fluid product | A device for administering a fluid product, such as an industrial or a medical compound. The device includes a reservoir ( 18 ) in which a plunger ( 15 ) is axially movable, and an axially movable rod ( 16 ) on which a ferromagnetic rod connector ( 12 ) is attached. The ferromagnetic rod connector ( 12 ) is adapted for sliding cooperation within the reservoir ( 18 ). And, a detachable mechanical connection is provided between the plunger ( 15 ) and the ferromagnetic rod connector ( 12 ). A ferromagnetic plunger connector ( 13 ) is attached to the plunger and a magnet ( 11 ), arranged for magnetic cooperation with the ferromagnetic connectors ( 12, 13 ), to provide a mechanical connection between the ferromagnetic connectors. | 1. A device for administering a fluid product comprising: a reservoir; a plunger axially movable within said reservoir, said plunger comprising a ferromagnetic plunger connector; an axially movable rod comprising a ferromagnetic rod connector; a magnet, arranged for magnetic cooperation with said ferromagnetic plunger connector and with said ferromagnetic rod connector, to provide a magnetic connection between the ferromagnetic plunger connector and the ferromagnetic rod connector, wherein said magnet is provided outside the reservoir and is slidably movable along the reservoir.
1569 | Optical sensor | The present disclosure relates to an optical sensor module, an optical sensing accessory, and an optical sensing device. An optical sensor module comprises a light source, a photodetector, an electrode and a substrate. The light source is configured to convert electric power into radiant energy and emit light to an object surface. The photodetector is configured to receive the light from an object surface and convert radiant energy into electrical current or voltage. The electrode is configured to detect an external circuit formed by the contact with an object surface. An optical sensing accessory and an optical sensing device comprise the optical sensor module and other electronic modules to have further applications. | 1. A dual sensor module comprising: a substrate, comprising a first part and a second part; a light source disposed on the substrate; a first encapsulant formed over the light source; a photodetector disposed on the substrate; a second encapsulant formed over the photodetector; and a first electrode electrically connected to the substrate, wherein the light source, the first encapsulant, the photodetector, and the second encapsulant are disposed on the first part of the substrate, and the first electrode is disposed on the second part of the substrate.
1570 | Calibrating electronic vapor device | A method is disclosed comprising drawing vapor from a vapor device, exposing the drawn vapor to a sensor, determining a condition of the drawn vapor via the sensor, collecting data related to the condition of the drawn vapor from the sensor, comparing the collected data to standardized vapor device output data, determining a calibration result based on the comparison, determining a configuration adjustment based on the calibration result, and transmitting the configuration adjustment to the vapor device. | 1. An emission analysis device comprising: a device processor operable for controlling the pharmaceutical analysis device; an air intake configured to receive an emission from an associated electronic vapor device; a pump component operatively coupled to the device processor and controlled in part by the device processor, wherein the pump component is coupled to the air intake and operable to draw the emission into the air intake; at least one sensing component operatively coupled to the device processor and controlled in part by the device processor, wherein the at least one sensing component is configured to be in contact with at least a portion of the emission, wherein the at least one sensing component is operable to detect a plurality of emission data associated with at least one physical characteristic of the emission received from the associated electronic vapor device; a memory operatively coupled to the device processor, wherein the memory is operable to store a plurality of standard emission parameters, wherein the standard emission parameters include at least one of a presence of at least one specified constituent in the emission, a specified amount of at least one constituent in the emission, a specified temperature of the emission, a specified color of the emission, a specified pH of the emission, a specified density of the emission, a specified particle size of at least one constituent in the emission, an absence of at least one specified constituent in the emission, a specified concentration of the emission, and combinations thereof; an input/output device operatively connected to the device processor and controlled in part by the device processor, wherein the input/output device is operable to connect the device processor to the associated electronic vapor device, wherein the input/output device is operable to transmit data from the device processor to the associated electronic vapor device; and a power source operatively coupled to the device processor and operable to generate a supply of power for the operation of the emission analysis device; wherein the device processor is further operable to, receive at least a portion of the plurality of detected emission data from the at least one sensing component, compare at least a portion of the plurality of detected emission data for the emission generated by the associated electronic vapor device to at least a portion of the plurality of standard emission parameters and generate a plurality of comparison data therefrom, determine, based on at least a portion of the plurality of comparison data, whether the emission is in accordance with at least one of the plurality of standard emission parameters and generate a plurality of calibration data therefrom, determine, based on at least a portion of the plurality of calibration data, whether at least one device configuration of the associated electronic vapor device requires adjustment and generate a plurality of adjustment result data therefrom; and transmit, via the input/output device, at least a portion of at least one of the plurality of comparison data, the plurality of calibration data, the plurality of adjustment result data, and combinations thereof to the associated electronic vapor device.
1571 | Calibration method and sports equipment | A calibration method for a first accelerometer is disclosed. The first accelerometer is installed together with a second accelerometer in a device. The calibration method includes the second accelerometer measuring a first set of X, Y, Z accelerations in a Cartesian coordinate system, the first accelerometer measuring a second set of X, Y, Z accelerations in the Cartesian coordinate system, indicating to rotate the device, the second accelerometer measuring a third set of X, Y, Z accelerations in the Cartesian coordinate system, the first accelerometer measuring a fourth set of X, Y, Z accelerations in the Cartesian coordinate system, and calibrating X, Y, Z acceleration values measured by the first accelerometer based on the first, second, third and fourth sets of X, Y, Z accelerations. | 1. A sports equipment, comprising: a shaft; a head, installed at one end of the shaft, comprising: a first accelerometer; a second accelerometer; a processing means; a storage unit, for storing a program code, wherein the program code is utilized for instructing the processing means to perform a calibration process; and an interface unit, for outputting data; and an indicative button, for activating the calibration process, wherein the calibration process only involves measurements of four sets of X, Y, Z accelerations in a Cartesian coordinate system, and comprises: instructing the second accelerometer to measure a first set of X, Y, Z accelerations in the Cartesian coordinate system; instructing the first accelerometer to measure a second set of X, Y, Z accelerations in the Cartesian coordinate system; driving the indicative button to display a signal, wherein the signal is utilized for indicating to rotate the head; instructing the second accelerometer to measure a third set of X, Y, Z accelerations in the Cartesian coordinate system; instructing the first accelerometer to measure a fourth set of X, Y, Z accelerations in the Cartesian coordinate system; calibrating X, Y, Z acceleration values measured by the first accelerometer according to the first, second, third and fourth sets of X, Y, Z accelerations; and instructing the interface unit to output the calibrated X, Y, Z acceleration values; wherein the first accelerometer is a high gravity accelerometer, and the second accelerometer is a low gravity accelerometer.
1572 | Monitoring device, terminal, and monitoring system for monitoring the environment | The invention relates to a monitoring device ( 6 ) for monitoring the environment, in particular for monitoring the environment for radioactive radiation, comprising at least one receiver for receiving measured values of an environmental variable that potentially poses a health hazard and comprising a computing unit ( 10 ) for computing a hazard warning ( 4.1 - 4.4 ) dependent on the measured values. The receiver is designed to receive the measured values from a plurality of spatially distributed electronic terminals ( 2.1 - 2.4 ), in particular from mobile telephones with an image sensor for measuring the radioactive radiation. The invention further relates to a corresponding terminal ( 2.1 - 2.4 ) and to a complete monitoring system with a monitoring device and numerous terminals ( 2.1 - 2.4 ) for measuring the environmental variable. | 1. A monitoring installation for environmental monitoring, comprising: at least one receiver adapted to receive a measured values of an environmental variable that is potentially hazardous to health, the receiver intentionally designed for reception of the measured values from a pluality of electronic terminal units arranged spatially in a distributed manner, the environmental variable measured by the electronic terminal units including a radiation value that reflects a radioactive radiation; a geo-database having geographical data of a geographical area, the geographical data saved in the geo-database including three-dimensional terrain data and three-dimensional building structure data that has an effect on an attenuation of the radioactive radiation; and a computing unit configured to calculate a hazard warning depending on the measured values from t electronic terminal units and the geographical data saved in the geo-database, the hazard warning transmitted to one of the electronic terminal units including a flight recommendation with a recommendation of at least one of a flight direction, a type of transport, a traffic route, and a flight destination, the computing unit further configured to calculate a spatial distribution of a radiation exposure depending on the geographical data saved in the geo-database, the measured values of the radiation value measured by the electronic terminal units, and the geographical position of the electronic terminal units.
1573 | Reverse battery protection device and operating method thereof | A wearable device includes: a touch screen; an acceleration sensor configured to generate an acceleration signal; an optical sensor using a light source and configured to generate a touch interrupt signal; and a control unit configured to detect a wearing state of the wearable device, the wearing state of the wearable device including a not-wearing state for the wearable device, a wrist wearing state, and a hand gripping state on the basis of the acceleration signal and the touch interrupt signal, and to execute a function corresponding to the wearing state of the wearable device. | 1. A wearable device comprising: a main body; a display located at a front side of the main body and configured to display information; a heartbeat sensor located below the display and located at a rear side of the main body, wherein the heartbeat sensor comprises a light emitting unit and a light receiving unit, and wherein the heartbeat sensor is configured to detect a heartbeat using the light emitting unit and the light receiving unit; and a controller operably coupled with the display and the heartbeat sensor, wherein the controller is configured to: display, on the display, a lock screen representing a lock state; identify a wearing state of the wearable device and a non-wearing state of the wearable device using the light emitting unit and the light receiving unit; change the lock state of the wearable device to a lock released state of the wearable device in response to receiving of a lock release command after identifying that the wearable device is in the wearing state; display a lock released screen if the display is turned on after the display is turned off while the wearable device is in the wearing state; change the lock state to the lock released state in response to receiving of the lock release command after identifying that the wearable device is in the non-wearing state; and display the lock screen if the display is turned on after the display is turned off while the wearable device is in the non-wearing state.
1574 | Implanted devices and related user interfaces | Embodiments of the invention generally relate to electronic devices capable of being implanted beneath the skin of a human user. The electronic devices include input devices for receiving input from a user, and output devices for output signals or information to a user. The electronic devices may optionally include one or more sensors, batteries, memory units, and processors. The electronic devices are protected by a protective packaging to reduce contact with bodily fluids and to mitigate physiological responses to the implanted devices. | 1. A device configured to be implanted beneath human skin, the device comprising: a processor; a first input device coupled to the processor and adapted to receive direct input from a user; a first output device coupled to the processor, wherein the first output device comprises a first motor that vibrates with a first intensity, wherein a difference between the first intensity and a second intensity of vibration indicates at least one of a spatial direction and a signal intensity; and a protective packaging disposed around at least the first input device, the first output device, and the processor.
1575 | Synchronized display of screen content on networked devices | A system configured to synchronize the displays of multiple infusion pumps is provided. In some embodiments, the system includes a plurality of infusion pumps in communication with a server. An individual infusion pump synchronizes its internal clock by communicating with the server. Based on the synchronized internal clock, the infusion pump determines the current time, calculates a parameter based on the current time, and causes screen content corresponding to the calculated parameter to be displayed. | 1. A system configured to provide synchronized screen content, the system comprising: a server; and a plurality of infusion pumps configured to deliver medications to one or more patients and in network communication with the server, wherein each respective infusion pump of the plurality of infusion pumps comprises (i) a display configured to display one or more metrics of a plurality of metrics maintained by the respective infusion pump and (ii) a memory configured to store internal clock data usable to determine a current time associated with the respective networked device, wherein the respective infusion pump is configured to: receive a clock synchronization data from the server, wherein the clock synchronization data is indicative of a reference time associated with the server; update the internal clock data based on the clock synchronization data; receive metric display data from the server, wherein the metric display data comprises a metric display period and an indication of two or more metrics to be displayed on the display of the respective networked device; based on a determination that a user input has not been received for a threshold amount of time, determine a first current time associated with the internal clock data; calculate a first metric index based on the first current time, the metric display period, and the indication of the two or more metrics received from the server; determine a first metric of the plurality of metrics that is associated with the first metric index; cause the first metric to be displayed on the display of the respective infusion pump at a first time; within at least the metric display period from the first time, determine a second current time associated with the internal clock data; calculate a second metric index based on the second current time, the metric display period, and the indication of the two or more metrics received from the server; determine a second metric of the plurality of metrics that is associated with the second metric index; and cause the first metric displayed on the display of the respective infusion pump to be replaced with the second metric at a second time that is not later than the first time by a time period equal to the metric display period.
1576 | Medical device with cryptosystem and method of implementing the same | A medical device and a method of implementing a cryptosystem on the medical device include storing a data structure on a memory component of the medical device. An encryption key is stored in the data structure. Usage data related to usage of the medical device is provided. The encryption key is read from the data structure. The usage data is encrypted with the read encryption key. The encryption key is eliminated such that the encryption key is no longer present in the medical device. | 1. A method for manipulating a data structure provided on a memory component of a medical device, the medical device being connectable to a console, the data structure including an encryption key, a decryption key associated with the encryption key, and verification data to protect the decryption key, the method comprising: providing data related to operation of the medical device; reading the encryption key from the data structure; encrypting, at the console, the data with the read encryption key; storing the encrypted data on the data structure; eliminating the read encryption key from the data structure such that the read encryption key is no longer present on the memory component; reading, from the data structure, the decryption key associated with the read encryption key; decrypting the encrypted data with the read decryption key; and authenticating the decryption key with the verification data.
1577 | Electrocardiogram (ECG)-based authentication apparatus and method thereof, and training apparatus and method thereof for ECG-based authentication | Provided are electrocardiogram (ECG)-based authentication and training. An authentication method includes generating a feature vector of an ECG obtained from an entity or a person based on a dictionary, classifying the ECG through a classifier based on the feature vector, and performing authentication based on a classification result. | 1. A method, comprising: generating a feature vector from an electrocardiogram (ECG) based on a pre-trained dictionary; generating a classification result of the ECG based on the feature vector and a pre-trained classifier; obtaining a classification result of a reference ECG comprising a reference signal segment; and performing authentication of the ECG based on a voting mechanism for the classification result of the ECG and the classification result of the reference ECG, wherein the performing of the authentication based on the voting mechanism comprises generating a first distribution comprising a number of signal segments belonging to each of a plurality of categories based on a label of the ECG, obtaining a second distribution comprising a number of reference signal segments belonging to each of the categories, calculating a similarity between the first distribution and the second distribution, and performing the authentication by comparing the similarity to a threshold.
1578 | Light therapy platform mobile phone charger | Disclosed is a therapeutic lamp platform charging method and device. According to an exemplary embodiment of this disclosure, provided is a method of charging a power source operatively associated with a therapeutic lamp platform, the method comprising connecting a power port of a computing device to the therapeutic lamp platform charging port using an electrical cable; launching a charging software application on the computing device, the charging software application configuring the computing device to utilize a port operatively associated with the computing device to charge an external device; the computing device charging the therapeutic lamp platform rechargeable power source until the rechargeable power source reaches a substantially full charge; and disconnecting the electrical cable from the therapeutic lamp platform. | 1. A phototherapy device comprising: a wearable therapeutic lamp platform including a plurality of radiant lamps emitting radiant energy at two or more wavelengths and a reflective wall including a plurality of radiant energy communication areas aligned with the plurality of radiant lamps and disposed to communicate the radiant energy to a user treatment area associated with a user, and wherein the reflective wall is further formed to disperse over the user treatment area radiant energy reflected from the user treatment area back to the user treatment area; a frame supporting the therapeutic lamp platform on the user and positioning the therapeutic lamp platform on the user, the frame positioning the reflective wall from the user treatment area at a distance spaced from a nose of the user; and a controller operatively associated with the therapeutic lamp platform, the controller configured to control a dosage session of the radiant energy communicated to the user treatment area, the dosage session controlled to provide a predetermined amount of the radiant energy to the user treatment area for a predetermined duration of time, wherein the controller and an operatively associated rechargeable power source are configured to charge the rechargeable power source using a mobile communication device configured to charge an external device using an electrical cable operatively connected to a phototherapy device charging port and a mobile communication device port associated with the mobile communication device.
1579 | Medical amplifier isolation | This disclosure provides isolation for a medical amplifier by providing a low impedance path for noise across an isolation barrier. The low impedance path can include a capacitive coupling between a patient ground, which is isolated from control circuitry, and a functional ground of an isolation system that is isolated from earth ground. The low impedance path can draw noise current from an input of an amplifier of patient circuitry. | 1. An apparatus comprising: an isolation system configured to be connected between and provide electrical isolation between patient-side circuitry and non-isolated circuitry, the isolation system comprising: a patient isolation stage comprising at least one signal input configured to connect to a signal path of the patient-side circuitry and a power input configured to connect to a power path of the patient-side circuitry, at least one other stage connected between the patient isolation stage and the non-isolated circuitry, the at least one other stage comprising a corresponding signal path configured to communicate signals from the signal path of the patient-side circuitry to the non-isolated circuitry and a separate power path configured to provide input power from the non-isolated circuitry to the power path of the patient isolation stage; a capacitive coupling connected across the patient isolation stage between a patient ground of the patient-side circuitry and a functional ground of the isolation system, the at least one other stage being configured to electrically isolate the functional ground from the non-isolated circuitry.
1580 | Dynamic rule-based notifications | Systems, methods, and computer-readable medium are provided for providing dynamic rule-based messages. For example, a user device may identify physical activity information. Based at least in part on the activity information, the device may determine whether a physical activity goal has been reached. The device may determine whether to present a dynamic progress update message based at least in part on a time since a first activity message was presented and whether the physical activity goal has been reached. In some instances, when it is determined to present the dynamic progress update message, the device may access a data structure configured to maintain progress update information associated with respective time intervals. The device may then retrieve the dynamic progress update message that corresponds to a particular time interval from the data structure. The device may also present the message for the particular time interval. | 1. A computer-implemented method for presenting a plurality of messages on a wearable computing device, comprising: determining, by the wearable computing device, a time interval for presenting the plurality of messages; presenting, on a user interface of the wearable computing device, a first message after expiration of the time interval; scheduling, based at least in part on the time interval, a second message; identifying, by the wearable computing device, that a usage threshold has been reached; presenting, based at least in part on the usage threshold being reached, an update message corresponding to the usage threshold being reached on the user interface of the wearable computing device; canceling, by the wearable computing device, the second message; and presenting, on the user interface of the wearable computing device, a new message based at least in part on expiration of the time interval starting from presentation of the update message corresponding to the usage threshold being reached.
1581 | Automatic external sensor interface | A monitor device having a sensor interface includes a connector portion configured to mechanically interface with one or more sensors of a pre-defined type. A hardware interface layer is configured to determine a sensor type and establish a communication interface with the sensor type. A hardware abstraction layer is configured to store a plurality of protocols corresponding with the one or more sensors of a pre-defined type. The hardware abstraction layer communicates with the sensor using a selected protocol for that type through the communication interface to permit interaction between the device and the sensor type. | 1. A monitor device having a sensor interface, comprising: a connector portion configured to mechanically interface with one or more sensors of a pre-defined type; a hardware interface layer configured to determine a sensor type and establish a communication interface with the sensor type; and a hardware abstraction layer configured to store a plurality of protocols corresponding with the one or more sensors of a pre-defined type, the hardware abstraction layer communicating with the sensor using a selected protocol for that type through the communication interface to permit interaction between the device and the sensor type.
1582 | Service system | A service system in the field of collecting human breast milk or in the field of medical drainage has a base unit assigned to an individual or an entity and at least one mobile data medium. The mobile data medium can be brought by a user into data-communicating connection on the one hand with products in the field and on the other hand with the base unit. The base unit can be brought by the user into communicating connection with an external information and data platform. The system according to the invention offers optimal care and support of users in the field. | 1. A service system in the field of collecting human breast milk or in the field of medical drainage, wherein the system has a base unit assigned to an individual or an entity and at least one mobile data medium, wherein the at least one mobile data medium can be brought by a user into data-communicating connection on the one hand with various products in the field and on the other hand with the base unit, wherein the at least one mobile data medium comprises data about operating parameters of a suction pump being a first of said various products which can be used by the at least one mobile data medium in a data- communication connection with a second of said various products, and wherein the base unit can be brought by the user into communicating connection with an external information and data platform.
1583 | User authentication method and apparatus | A user authentication apparatus includes: a motion sensor configured to receive motion data associated with a motion of a body of the user authentication apparatus; a biometric sensor configured to receive biometric data associated with a user of the user authentication apparatus; and a processor configured to identify a signature of the user based on the motion data, and authenticate the user based on the identified signature and the biometric data. | 1. A user authentication apparatus, comprising: a motion sensor configured to receive motion data associated with a motion of a body of the user authentication apparatus; a biometric sensor configured to obtain, when a biosignal is measured by the biometric sensor, biometric data from the biosignal, associated with a user of the user authentication apparatus; and a processor configured to: identify a signature of the user based on the motion data; and authenticate the user based on the identified signature when the biosignal is determined to not be measured, and authenticate the user based on the identified signature and the biometric data when the biosignal is determined to be measured.
1584 | Feedthrough connectors | According to an embodiment, an implantable medical device is disclosed. The device includes a sealed housing enclosing an electronic circuitry, a plurality of feedthrough conductors, each conductor of the plurality of feedthrough conductors includes a proximal end part connected to the enclosed electronic circuitry and a distal end part available external to the housing. The device further includes a plurality of spatially separated feedthrough connectors configured to provide terminal connections, away from the plurality of feedthrough conductors, for a plurality of electrical wires. Each connector of the plurality of spatially separated feedthrough connectors includes a first end section adapted to be connected with the distal end part of a feedthrough conductor of the plurality of feedthrough conductors and a second end section adapted to be connected with one of the plurality of electrical wires. | 1. An implantable medical device comprising a sealed housing enclosing an electronic circuitry; a plurality of feedthrough conductors, each conductor of the plurality of feedthrough conductors comprising a proximal end part connected to the enclosed electronic circuitry and a distal end part available external to the housing; and a plurality of spatially separated feedthrough connectors configured to provide terminal connections, away from the plurality of feedthrough conductors, for a plurality of electrical wires, wherein each connector of the plurality of spatially separated feedthrough connectors comprises a first end section external to the housing, which is adapted to be connected with the distal end part of a feedthrough conductor of the plurality of feedthrough conductors, and a second end section external to the housing, which is adapted to be connected with one of the plurality of electrical wires, wherein at least one wire of the plurality of electrical wires comprises an extra wire length in form of at least one wire loop in immediate proximity to a connection site at the second end section.
1585 | Methods and apparatus for encouraging wakefulness of a driver using biometric parameters measured using a wearable monitor | In a first aspect, a method is provided for determining a level of wakefulness of a driver of a vehicle using a mobile telephone. The method includes (a) employing a wearable monitor to detect a biometric parameter of a user while the user is driving a vehicle; (b) communicating biometric parameter information from the wearable monitor to a mobile telephone of the user while the user is driving the vehicle; (c) employing the mobile telephone to obtain a level of wakefulness of the user while the user is driving the vehicle, the level of wakefulness of the user being determined based on biometric parameter information received from the wearable monitor; and (d) if the level of wakefulness determined for the user is below a predetermined level of wakefulness, employing the mobile telephone to attempt to increase the level of wakefulness of the user. Numerous other aspects are provided. | 1. A method of maintaining wakefulness of a driver of a vehicle using a cellular telephone and a wrist-worn heart rate monitor, comprising: providing a wrist-worn heart rate monitor having a wrist strap and a heart rate monitor including a sensor adapted to sense a heart rate of a user, and further including a transmitter adapted to wirelessly transmit a signal indicative of heart rate of the user; employing the wrist-worn heart rate monitor to measure a heart rate of a user while the user is driving a vehicle; communicating heart rate information from the wrist-worn heart rate monitor to the cellular telephone of the user while the user is driving the vehicle, the wrist-worn heart rate monitor and the cellular telephone paired to communicate and form a portable communicatively-coupled system that is at least configured to operate physically and electrically separate from the vehicle, and configured to monitor the wakefulness of the user while the user is driving the vehicle; employing the cellular telephone to determine when the user'ss heart rate is within an acceptable range for the user while the user is driving the vehicle, the acceptable range being based on being above a level that would indicate the user is about to fall asleep; in response to the user'ss heart rate being outside the acceptable range, employing the cellular telephone to attempt to alter the user'ss heart rate while the user is driving by prompting the user to respond in a manner that indicates an alertness level of the user; and increasing a frequency of determining whether the user'ss heart rate is within the acceptable range when the user'ss heart rate is close to an end of the acceptable range.
1586 | Ablation system, methods, and controllers | In a multi-electrode ablation system, method, and controller, a power supply is configured to be coupled to a plurality of electrodes, and a controller is coupled to the power supply. The controller is configured to couple an output voltage of the power supply to the plurality of electrodes, and for each electrode of the plurality of electrodes, measure a temperature associated with the electrode, and determine a thermal gain of each electrode of the plurality of electrodes. | 1. A method of sampling a periodic, time invariant signal having a known frequency, the method comprising: sampling the periodic, time invariant signal at a substantially fixed frequency during a first plurality of periods of the signal to collect a plurality of samples of the signal, wherein each sample includes a phase of the signal and an amplitude of the signal, wherein the substantially fixed frequency is selected to collect one or more samples during each period of the signal at a different phase of the signal than samples collected during an immediately prior period of the signal; and combining the plurality of samples collected over the first plurality of periods of the signal as a function of the phase of the signal to produce a representation of a single period of the signal.
1587 | Electrosurgical apparatus | An electrosurgical apparatus having a feed structure comprising a radiofrequency (RF) channel for conveying RF electromagnetic (EM) radiation from an RF signal generator to a probe and a microwave channel for conveying microwave EM radiation from a microwave signal generator to the probe, wherein the RF channel and microwave channel comprise physically separate signal pathways, wherein the feed structure includes a combining circuit having an input connected to the signal pathway on the RF channel, another input connected to the signal pathway on the microwave channel, and an output connected to a common signal pathway for conveying the RE EM radiation and EM radiation separately or simultaneously to the probe, and wherein the microwave channel includes a waveguide isolator connected to isolate the signal pathway on the microwave channel from the RF EM radiation. | 1. Electrosurgical apparatus for resection of biological tissue, the apparatus comprising: a radiofrequency (RF) signal generator for generating RF electromagnetic (EM) radiation having a first frequency; a microwave signal generator for generating microwave EM radiation having a second frequency that is higher than the first frequency; a probe arranged to deliver the RF EM radiation and the microwave EM radiation separately or simultaneously from a distal end thereof; and a feed structure for conveying the RF EM radiation and the microwave EM radiation to the probe, the feed structure comprising an RF channel for connecting the probe to the RF signal generator, and a microwave channel for connecting the probe to the microwave signal generator, wherein the RF channel and microwave channel comprise physically separate signal pathways from the RF signal generator and microwave signal generator respectively, wherein the feed structure includes a combining circuit having a first input connected to the separate signal pathway on the RF channel, a second input connected to the separate signal pathway on the microwave channel, and an output connected to a common signal pathway for conveying the RF EM radiation and the microwave EM radiation separately or simultaneously along a single channel to the probe, wherein the microwave channel includes a waveguide isolator connected to isolate the separate signal pathway on the microwave channel from the RF EM radiation, wherein the combining circuit is integrated with the wavelength isolator, wherein the output connected to the common signal pathway includes an output probe mounted on the output section of the waveguide isolator, the output probe having a coupling conductor extending into the waveguide isolator to couple the microwave EM energy therefrom, and wherein the first input includes an RF connector mounted on the waveguide isolator, the RF connector having a signal conductor that extends into the waveguide cavity to electrically contact the coupling conductor of the output probe.
1588 | Leaky-wave antennas for medical applications | A device for directing energy to a target volume of tissue includes an inner conductor having a length and an outer conductor coaxially surrounding the inner conductor along the length. The outer conductor has a proximal portion and a distal portion. The distal portion of the outer conductor is provided with a number of apertures N defined therein for radiating energy, where N is an integer greater than 1, each aperture having a size and extending at an angle relative to a longitudinal axis of the outer conductor. At least one of the size and the angle of each aperture is varied in relation to the other apertures N−1 such that the energy radiated along the distal portion is substantially uniform. | 1. A device for directing energy to tissue, comprising: an inner conductor; an outer conductor coaxially disposed about at least a portion of the inner conductor, the outer conductor including: a plurality of apertures defined therein; and a plurality of inclusion elements disposed substantially adjacent to an edge of a corresponding aperture of the plurality of apertures, each of the plurality of inclusion elements having substantially same dimensions as the corresponding aperture; a dielectric material disposed between the inner conductor and the outer conductor; and a sleeve member coaxially disposed about at least a portion of the outer conductor and movable relative to the outer conductor, the sleeve member configured to selectively expose a distal portion of the outer conductor to adjust delivery of energy to tissue.
1589 | Powering and reading implanted devices | A method of providing RF energy to a wireless transponder device includes outputting primary RF energy in a form wherein the primary RF energy comprises a plurality of RF bursts, with each consecutive pair of the RF bursts being separated by an associated time interval, and outputting secondary continuous wave RF energy in between each of the RF bursts of the primary RF energy during at least a portion of each of the associated time intervals. Also, a reader device implementing this method. | 1. A radio frequency identification reader device, comprising: a primary radio frequency source structured to output primary radio frequency energy in a form wherein the primary radio frequency energy comprises a plurality of radio frequency bursts, each consecutive pair of the radio frequency bursts being separated by an associated time interval; a supplemental radio frequency source structured to output secondary continuous wave radio frequency energy in between each of the radio frequency bursts of the primary radio frequency energy during at least a portion of each of the associated time intervals; and control circuitry structured to detect an end of each of the radio frequency bursts and responsive to each detection cause the supplemental radio frequency source to output the secondary continuous wave radio frequency energy during at least a part of the time interval associated with the radio frequency burst.
1590 | Image capture and identification system and process | A digital image segment of a human body part is captured and matched against a reference image segment. If the match score meets a threshold, the digital image segment is stored and the human body part is recognized as a target object. An information address corresponding to the object is then used to access information and initiate communication pertinent to the object. If the match score does not meet a threshold, a second image containing a representation of the human body part is obtained. | 1. A system comprising a server, the server programmed to: obtain, from a mobile device, a first image segment, wherein the first image segment includes a digital representation of at least a portion of a human body part; calculate a first match score based on the first image segment and at least one reference image segment stored in a reference database; determine whether the first match score exceeds a threshold score; in response to determining that the first match score does not meet the threshold score: obtain a second image segment including a second digital representation of the human body part; and in response to determining that the first match score meets the threshold score: store the first image segment; recognize the human body part as a target object based on the first image segment; identify content information associated with the target object; and enable at least one of the server and the mobile device to access the content information via an information address associated with the target object.
1591 | Apparatus, system and method for fluid delivery | A filling aid. The filling aid includes a locking portion including a groove feature; and a locking feature having a locked and an unlocked position; and a filling syringe holder slidably attached to the locking portion, the filling syringe holder including a filling needle cradle portion having a tongue feature; and a needle housing portion comprising at least one tab having a starting position and a filling position, wherein the groove feature configured to accommodate the tongue feature, and wherein the locking feature interact with the filling syringe holder wherein when the locking feature moves from the locked position to the unlocked position the needle housing portion moves from the starting position to the filling position. | 1. A filling aid comprising: a filling syringe holder slidably attached to a locking portion, the filling syringe holder comprising: a filling needle cradle portion having a tongue feature; and a needle housing portion comprising at least one tab having a starting position and a filling position, wherein a groove feature configured to accommodate the tongue feature, and wherein the locking portion interacts with the filling syringe holder wherein when the locking portion moves from a locked position to an unlocked position the needle housing portion moves from the starting position to the filling position.
1592 | Low inductance and low resistance hermetically sealed filtered feedthrough for an AIMD | A hermetically sealed filtered feedthrough includes a chip capacitor disposed on a circuit board on a device side. A first low impedance electrical connection is between a capacitor first end metallization and a conductor which is disposed through an insulator. A second low impedance electrical connection is between the capacitor second end metallization and a ferrule or housing. The second low impedance electrical connection may include an oxide-resistant electrical connection forming the hermetic seal between the insulator and the ferrule or housing and an electrical connection between and to the second end metallization and directly to the oxide-resistant electrical connection. Alternatively, the second low impedance electrical connection may include an oxide-resistant metal addition attached directly to the ferrule or housing and an electrical connection between and to the second end metallization and directly to the oxide-resistant metal addition. | 1. A hermetically sealed feedthrough filter assembly for an implantable medical device, the feedthrough filter assembly comprising: a) a ferrule comprising an electrically conductive material defining a ferrule opening, wherein the ferrule is configured to be attachable to an opening in a housing of an active implantable medical device; b) an insulator at least partially residing in the ferrule opening where a first hermetic seal connects the insulator to the ferrule, wherein the insulator extends to spaced apart insulator first and second sides with an insulator via hole extending through the insulator to the insulator first and second sides; c) an electronic circuit board comprising an active circuit trace and a ground circuit trace, wherein the active circuit trace extends from an active circuit trace first portion to an active circuit trace second portion, and the ground circuit trace extends from a ground circuit trace first portion to a ground circuit trace second portion, and wherein the circuit board has at least one circuit board active via hole extending therethrough; d) a conductor extending to a conductor first portion and a conductor second portion, wherein the conductor is disposed through the insulator via hole where a second hermetic seal connects the conductor to the insulator so that the conductor is in a non-electrically conductive relation with the ferrule, and wherein the conductor first portion resides in the circuit board active via hole and the conductor second portion is electrically connectable to an implantable lead having an electrode configured for contact with body tissue; e) a two-terminal chip capacitor comprising at least one active electrode plate interleaved within a capacitor dielectric with at least one ground electrode plate, wherein an active metallization is electrically connected to the at least one active electrode plate and a ground metallization is electrically connected to the at least one ground electrode plate of the two-terminal chip capacitor; f) a first electrical connection electrically connecting the active metallization of the two-terminal chip capacitor to both: A) the active circuit trace first portion; and B) the conductor first portion residing in or adjacent to the circuit board active via hole, C) wherein the active circuit trace second portion is electrically connectable to electronic circuits for an implantable medical device; and g) a second electrical connection electrically connecting the ground metallization of the two-terminal chip capacitor to both: A) the ground circuit trace first portion; and B) the ground circuit trace second portion to the first hermetic seal contacting the ferrule.
1593 | Method and apparatus to perform electrode combination selection | Approaches for selecting an electrode combination of multi-electrode pacing devices are described. Electrode combination parameters that support cardiac function consistent with a prescribed therapy are evaluated for each of a plurality of electrode combinations. Electrode combination parameters that do not support cardiac function are evaluated for each of the plurality of electrode combinations. An order is determined for the electrode combinations based on the parameter evaluations. An electrode combination is selected based on the order, and therapy is delivered using the selected electrode combination. | 1. A method for identifying an electrode combination for use in providing a patient therapy using one or more multiple-electrode leads, the method comprising: evaluating, using an electrode combination processor, for each electrode combination of a plurality of electrode combinations, one or more patient parameters associated with electrical stimulation of a particular electrode combination; ordering, using the electrode combination processor, the plurality of electrode combinations into an electrode combination order using the one or more evaluated patient parameters; and providing, using the electrode combination processor, information about the one or more evaluated patient parameters in the electrode combination order.
1594 | Implantable medical devices and systems having inductive telemetry and recharge on a single coil | Implantable devices and related systems utilize a single coil for both inductive telemetry at one telemetry signal frequency and recharge at another recharge energy frequency. The coil is included in a tank circuit that may have a variable reactance. During telemetry, particularly outside of a recharge period, the reactance may be set so that the tank circuit is tuned to the telemetry frequency. During recharge, the reactance is set so that the tank circuit is tuned to the recharge frequency. Furthermore, the tank circuit may have a Q that is sufficiently small that the tank circuit receives telemetry frequency signals that can be decoded by a receiver while the tank is tuned to the recharge frequency so that telemetry for recharge status purposes may be done during the recharge period without changing the tuning of the tank circuit. | 1. A method of interaction with an implantable medical device, comprising: while a telemetry receiver of the implantable medical device that is coupled to a tank circuit is powered on, starting to receive energy at a first frequency from the tank circuit of the implantable medical device that is tuned to the first frequency where the energy powers the implantable medical device; and at the implantable medical device exchanging telemetry signals at a second frequency that is different from the first frequency through the tank circuit of the implantable medical device that is tuned to the first frequency.
1595 | System of communication in a wearable device | The present invention is directed to a system and method of distributing information and instructions for a wearable device, and for improving communication between players and coaches during a sporting event, more specifically allowing players to dynamically receive real-time communications from their coaches concerning game information and or instruction during the game. The wearable device incorporates a plastic flexible display screen for viewing information and instructions. These flexible displays screens are cited as being "unbreakable", because they are made completely of a thin conductive plastic substrates, and do not contain glass. Additionally, touch cell technology uses resistors to adjust the sensitivity of the detector cell which allows an actual touch to be detected on the flexible plastic display of the wearable device, which is designed to operate accurately and reliably in harsh environments. | 1. A wearable device comprising: a main body having a heuristic signature sensing flexible display, a sensing controller, a digital audio converter, and a micro-processing unit, wherein the digital audio converter is configured to convert a signal into a digital format, the flexible plastic display having a touch signature sensor, an electrode substrate, a bending sensor, and a protective lens, the sensing controller configured to interpret pulses from the plastic touch signature sensor into data understood by the micro-processing unit, the flexible bending sensor is configured to alter the electronic resistance in the electrode substrate based on bend of the plastic display, the main body formed of a shock absorbing material, and the micro-processing unit in communication with the digital audio converter, and the micro-processing unit configured to transmit and receive information including a game play; and a transparent conductive overcoat covering each of the touch signature sensor, the electrode substrate, the bending sensor, and the protective lens, wherein the wearable device is a glove.
1596 | Personal items network, and associated methods | A personal items network, comprising a plurality of items, each item having a wireless communications port for coupling in network with every other item, each item having a processor for determining if any other item in the network is no longer linked to the item, each item having an indicator for informing a user that an item has left the network, wherein a user may locate lost items. A method for locating lost personal items, comprising: linking at least two personal items together on a network; and depositing one or both of time and location information in an unlost item when one of the items is lost out of network. | 1. A method for operating a virtual competition on a computerized gaming system, the method comprising: receiving, with the computerized gaming system, real performance data indicative of real performance metrics sensed during a real-life performance of a physical activity; associating, with the computerized gaming system, an identification code to the received real performance data, wherein the identification code is associated with a particular participant; and adjusting, with the computerized gaming system, the virtual competition associated with the particular participant based on the received real performance data associated with the identification code associated with the particular participant.
1597 | Electronic vaporiser system | An electronic cigarette vaporizer system includes a case and a vaporizer that is stored in the case; the system includes a non-contact sensor that detects release or withdrawal of the vaporizer from the case. When withdrawal of the vaporizer is detected, then the vaporizer electronic circuitry changes state, e.g. to a ready mode, or a pre-heating mode in which an inhalation detector is activated or to a heating mode, where an atomizing unit in the vaporizer is at least partly activated so that the vaporizer is fully heated when the first inhalation is taken. | 1. An electronic cigarette vaporiser system that includes a case and an electronic vaporiser that is stored in the case, and a heating element in the electronic vaporiser, wherein the system includes a non-contact sensor that detects release or withdrawal of the vaporiser from the case, in which the electronic vaporiser system includes (i) a user-replaceable, e-liquid cartridge that is attached to or integral with at least a part of the system, but is not user-refillable and includes no heating element; and (ii) an e-liquid reservoir that is separate from the user-replaceable e-liquid cartridge; and (iii) an electric or electronic pump that is configured to withdraw e-liquid from the user-replaceable e-liquid cartridge and pump pressurised e-liquid to the e-liquid reservoir; and wherein the heating element is not in the user-replaceable e-liquid cartridge but is instead in, or in e-liquid communication with, the e-liquid reservoir.
1598 | Synthetic tissue structures for electrosurgical training and simulation | A surgical simulator for electrosurgical training and simulation is provided. The surgical simulator includes one or more simulated tissue structures made substantially of a hydrogel comprising a dual interpenetrating network of ionically cross-linked alginate and covalently cross-linked acrylamide. Combinations of different simulated tissue structures define procedural-based models for the practice of various electrosurgical procedures including laparoscopic total mesorectal excision, transanal total mesorectal excision, cholecystectomy and transanal minimally invasive surgery. Methods of making the simulated tissue structures are also provided. | 1. A method of making a surgical simulator, comprising the steps of: providing an acrylamide polymer; providing alginate polymer; providing water; mixing the water with the acrylamide and alginate to form a solution; adding ammonium persulfate to the solution; adding N,N-methylenebisacrylamide to the solution; adding calcium sulfate after the steps of adding ammonium persulfate and adding N,N-methylenebisacrylamide to the solution; casting the solution into a shape representative of an anatomical structure; and curing the solution to form a simulated electrosurgery model made of hydrogel for practicing and simulating electrosurgery.
1599 | Performance monitoring systems and methods | Systems and methods for electronically providing fitness activity feedback to a user are disclosed. The method may include collecting performance data, generating comparison data by comparing the respective performance and including identifying comparison performance data representative of performance differences, and displaying the comparison data and the comparison performance data. | 1. A method of electronically providing fitness activity feedback to a user, the method comprising: collecting first electronic position data and first electronic performance data related to a first running activity along a route on a portable electronic device including a microprocessor, a display screen, a user input, a satellite positioning system receiver, an accelerometer, and a wireless communication transceiver, the first electronic user position data being determined via the satellite positioning system receiver; storing the first electronic user position data and the first electronic performance data in a memory of a remote computing device; collecting second electronic position data and second electronic performance data related to a second running activity along the route on a second portable electronic device, the second portable electronic device including a second microprocessor, a second display screen, a second user input, a second satellite positioning system receiver, a second accelerometer, and a second wireless communication transceiver, the second electronic user position data being determined via the second satellite positioning system receiver; storing the second electronic user position data and the second electronic performance data in the memory of the remote computing device; generating electronic comparison data by comparing the first electronic position data, the first electronic performance data, the second electronic position data, and the second electronic performance data; and displaying the electronic comparison data on the display screen, the second display screen, or a remote display screen.
1600 | Interactive avatar for social network services | An embodiment is an avatar or avatar environment to visualize data within an athletic performance system or service and/or a social network system or service, for example as part of the Internet. The avatar may further evolve or alter its appearance, animation, or other visual or audio characteristics in response to the data or other input. In particular, the avatar of an embodiment may respond to and provide visualization of athletic or sport performance data. According to one or more aspects, an avatar may be placed on other network sites and updated based on athletic performance data. The avatar may be awarded for goals achieved by a user. The awards or gifts may further include non-avatar related items such as apparel, gift cards and the like. | 1. A method comprising: receiving, by a computing system through an electronic avatar widget executing on a first network site, athletic performance information of a user from a second network site different from the first network site; generating an avatar associated with the user on the first network site by executing portable code included in the electronic avatar widget, wherein the first network site and the second network site each host a different website on which the avatar is displayed; displaying, in the electronic avatar widget, the athletic performance information of the user received from the second network site; detecting that the avatar corresponding to the user has been set to private on the second network site; and in response to detecting that the avatar has been set to private on the second network site, modifying the electronic avatar widget on the first network site to hide the athletic performance information from a selected subset of users on the first network site and generating an alternate avatar associated with the user and a private mode, and generating a message to the user on the first network site indicating that the avatar has been set to private from the second network site.
1601 | Telemetry monitoring system and a data recovery method for a telemetry monitoring system | There is disclosed a telemetry monitoring system including a central monitoring unit configured to display data regarding one or more portable devices, each associated with the breathing apparatus of a user. The system further includes removable data storage connected to the central monitoring unit and configured to store system status data of the central monitoring unit as recovery data, the system status data defining an operational status of the central monitoring unit. In the event of a failure of the telemetry monitoring system, the telemetry monitoring system can be recovered by restoring the recovery data to the central monitoring unit or a replacement central monitoring unit from the removable data storage. | 1. A telemetry monitoring system comprising: a central monitoring unit configured to: log-on one or more portable devices each associated with breathing apparatus of a user; monitor one or more logged-on portable devices during operation of the central monitoring unit; periodically store a configuration of the telemetry system by storing system status data of the central monitoring unit as recovery data in a removable data storage connected to the central monitoring unit; wherein the system status data provides a snapshot of a state of operation of the central monitoring unit; wherein upon start up, the central monitoring unit is configured to: check the removable data storage for recovery data associated with a previous configuration of the telemetry system prior to a failure; and restore the central monitoring unit to the previous configuration to continue monitoring after the failure of at least one of one or more portable devices logged-on in the previous configuration.
1602 | Alert system for MRI technologist and caregiver | An alert system for providing the capability for a care giver or technologist in a medical procedure room such as the magnet room of an MRI installation to send an alert signal to personnel outside the magnet room. The system includes an alert device in the procedure room with an alert switch, and a wireless signal transmitter for generating encoded alert signals upon activation of the alert switch. An alert control system in the control room of the installation includes a signal receiver, a memory for storing pre-recorded messages, an audio transducer and a controller, the controller responsive to alert signals received from the alert device to generate alert signals including generating pre-recorded messages from the audio transducer. | 1. An alert system for providing the capability for a care giver or technologist in a medical procedure room to send an alert signal concerning a patient undergoing the medical procedure to personnel in a control room outside the procedure room, the system comprising: an alert device carried by or available to the care giver or technologist in the procedure room, the device including an alert switch configured for manual activation by the care giver or technologist, and a wireless signal transmitter for generating encoded alert signals upon activation of the alert switch, and wherein the alert device is substantially non-magnetic; an alert control system in the control room, comprising a signal receiver, a memory for storing pre-recorded messages, an audio transducer and a controller, the controller responsive to alert signals generated by the alert device to generate alert signals including generating pre-recorded messages from the audio transducer.
1603 | Wearable body sensor and system including the same | A body sensor, a system including the body sensor and a method of transmitting a biosignal are provided. A wearable body sensor includes a conductive electrode configured to conduct a biosignal from a body, a main board comprising a radio frequency (RF) communication circuit to generate an RF signal based on the biosignal, and an antenna disposed on the RF communication circuit to radiate the RF signal. | 1. A wearable body sensor comprising: a conductive electrode configured to conduct a biosignal from a body; a main board comprising a radio frequency (RF) communication circuit to generate an RF signal based on the biosignal; and an antenna disposed on the RF communication circuit to radiate the RF signal, the antenna comprising a signal pattern configured to transmit the RF signal and disposed parallel to and between ground patterns electrically connected to a ground layer, the signal pattern comprising a first section and a second section perpendicular to the first section, wherein the antenna further comprises air bridges disposed orthogonally relative to each other and configured to electrically connect the ground patterns, the signal pattern and a signal feeder disposed orthogonally to the signal pattern being underneath the air bridges.
1604 | Wireless energy transfer for implantable devices | Wireless energy transfer apparatus include, in at least one aspect, a device resonator configured to supply power for a load by receiving wirelessly transferred power from a source resonator; a temperature sensor positioned to measure a temperature of a component of the apparatus; a tunable component coupled to the device resonator to adjust a resonant frequency of the device resonator, an effective impedance the device resonator, or both; and control circuitry configured to, in response to detecting a temperature condition using the temperature sensor, (i) tune the tunable component to adjust the resonant frequency of the device resonator, the effective impedance of the device resonator, or both, and (ii) signal the source resonator regarding the temperature condition to cause an adjustment of a resonant frequency of the source resonator, a power output of the source resonator, or both. | 1. A wireless energy transfer apparatus for an implantable medical device, the apparatus comprising: a device resonator configured to supply power for a load of the implantable medical device by receiving wirelessly transferred power from a source resonator coupled with a power source; a temperature sensor positioned to measure a component of the apparatus; a tunable component coupled to the device resonator to adjust a resonant frequency of the device resonator, an effective impedance the device resonator, or both; and control circuitry coupled with the temperature sensor and the tunable component; wherein the control circuitry is configured to, in response to detecting a temperature condition using the temperature sensor positioned to measure the temperature of the component of the apparatus, (i) tune the tunable component to adjust the resonant frequency of the device resonator, the effective impedance of the device resonator, or both, and (ii) signal the source resonator regarding the temperature condition to cause an adjustment of a resonant frequency of the source resonator, a power output of the source resonator, or both.
1605 | Handling concurrent speech | Systems and methods are provided for handling concurrent speech in which temporally overlapping first speech data and second speech data is received from respective first and second participants of a session. A speech policy applied to the speech data specifies dropping the second speech when it interrupts the first speech within a first interval of the first speech data. The first interval is temporally bounded by the beginning of the first speech and a first predetermined amount of time after the beginning of the first speech. The speech policy specifies outputting the first speech data and then outputting the second speech data when the second speech data interrupts a second interval of the first speech data. The second interval of the first speech data is temporally bounded by the end of the first speech data and a second predetermined amount of time before the end of the first speech data. | 1. A method comprising: at a system comprising one or more processors and a memory storing one or more programs for execution by the one or more processors: receiving first speech data from a first participant of a session; receiving second speech data from a second participant of the session, wherein the second speech data temporally overlaps at least a portion of the first speech data; and applying a speech policy to the second speech data, wherein the speech policy specifies dropping the second speech data when the second speech data interrupts the first speech data within a first interval of the first speech data, wherein the first interval of the first speech data is temporally bounded by the beginning of the first speech data and a first predetermined amount of time after the beginning of the first speech data, and the speech policy specifies outputting the first speech data and then outputting the second speech data when the second speech data interrupts a second portion of the first speech data, wherein the second interval of the first speech data is other than the first interval of the first speech data and is temporally bounded by the end of the first speech data and a second predetermined amount of time prior to the end of the first speech data.
1606 | Minimally invasive networked surgical system and method | A system for performing non-invasive networked medical procedures including a number of in vivo medical devices, a communication path between at least two of the devices, an ex vivo control unit to control the behavior of the devices, and a wireless communication path between the control unit and at least one of the devices. An associated method for performing non-invasive networked medical procedures is also provided. Further included is a simulation method that utilizes accurate electromagnetic field simulations, using a software based test bench, to determine the maximum allowable transmitted power levels from in vivo devices to achieve a required bit error rates (BER) at an in vivo or ex vivo node (receiver) while maintaining the specific absorption rate (SAR) under a required threshold. | 1. A system for performing networked medical procedures on a subject, comprising: a plurality of in vivo medical devices including an in vivo transmitter; a network providing a communication path between at least two of said plurality of in vivo medical devices, said network permitting receipt and transmission of control signals between said at least two in vivo medical devices over said communication path, said network including a Layer 3 data network; and an ex vivo control unit to control a behavior of said plurality of in vivo medical devices, said behavior including spatial parameters of said plurality of in vivo medical devices; said network providing an additional communication path between said ex vivo control unit and at least one of said plurality of in vivo medical devices.
1607 | Optical communication with optical sensors | A wearable computing device includes an electro-optical sensor to translate received light into an electrical signal. During a first mode of operation of the wearable computing device, a physical parameter of a wearer of the wearable computing device is assessed from the electrical signal. During a second mode of operation of the wearable computing device, encoded communication data is extracted from the electrical signal. | 1. A wearable computing device comprising: a band configured to couple the wearable computing device to a wrist of a wearer; an electro-optical sensor arranged on the band to face the wrist and configured to translate received light into an electrical signal; an alignment mechanism configured to align the electro-optical sensor with an optical emitter of a communication cable, wherein the wearable computing device is configured to sense connection of the communication cable; a logic machine; and a storage machine holding instructions executable by the logic machine to: during a first mode, assess a physical parameter of the wearer of the wearable computing device from the electrical signal; and during a second mode, extract communication data encoded in the electrical signal that is translated, via the electro-optical sensor, from light received from the optical emitter of the communication cable, and wherein the wearable computing device is configured to automatically switch from the first mode to the second mode based on sensing connection of the communication cable to the wearable computing device.
1608 | Methods and systems for improved navigation | Systems and methods for navigation are presented. First and second response signals received from at least one magnetic sensor operatively coupled to a target device in response to a magnetic field are measured at reference and reversed sensitivity while an alignment of magnetic domains corresponding to the magnetic sensor remains unchanged. A useful portion of the first response signal is determined by eliminating common-mode noise from the first response signal based on a difference between the first and second response signals. Alternatively, a bias signal having a desired bias frequency is applied to shift a signal frequency of a response signal of a magnetoresistance sensor that includes common-mode noise. A useful portion of the response signal is determined by measuring the response signal at a shifted frequency that is a sum of the signal and bias frequencies. A position of the subject is then determined based on the useful portion. | 1. A navigation system, comprising: at least one magnetic sensor operatively coupled to a target device and configured to detect a magnetic field; and a processing subsystem operatively coupled to the target device via a cable and configured to: measure a first response signal received from the magnetic sensor in response to the magnetic field when the magnetic sensor has a reference sensitivity; measure a second response signal received from the magnetic sensor in response to the magnetic field when the magnetic sensor has a reversed sensitivity, wherein the reversed sensitivity is obtained by applying varying voltage configurations, frequency configurations, or a combination thereof to the magnetic sensor while an alignment of one or more magnetic domains corresponding to the magnetic sensor remains unchanged; determine a useful portion of the first response signal by eliminating common-mode noise from the first response signal based on a difference between the first response signal and the second response signal; and determine a position of the target device based on the useful portion of the response signal.
1609 | Filter assembly for medical image signal and dynamic decimation method using same | The present invention relates to a filter assembly for a medical image signal and a dynamic decimation method using the same. The filter assembly includes a decimation filter that includes an integer number of multiplier accumulators (MACs), changes a cut-off frequency depending on a bandwidth of the medical image signal received through a dynamic impulse response update, and performs a decimation with respect to the received signal according to a decimation ratio, wherein the decimation filter determines a filter coefficient corresponding to an integer interval so as to up-sample the received medical image signal and supplies the filter coefficient to the MACs. | 1. A filter assembly for a medical image signal, comprising: an expander configured to receive the medical image signal and up-sample the medical image signal; and a decimation filter including an integer number of multiplier accumulators (MACs), configured to change a cutoff frequency according to bandwidth of the received medical image signal by dynamically updating an impulse response and perform decimation on the up-sampled signal according to a decimation ratio.
1610 | Knee joint capsular disruption and repair | Meniscal extrusion can occur due detachment of the knee capsule from structures of the knee. Disclosed herein are methods to repair the meniscal detachment. Additionally, cadaveric and synthetic models can be used to teach said methods of repair. | 1. A method of repairing a capsular disruption and a meniscal extrusion comprising: inserting one or more anchors through a knee joint capsule at the capsular disruption, wherein the capsular disruption comprises at least one of a tear of coronary fibers of a meniscotibial ligament or a tear of coronary fibers of a meniscofemoral ligament; and securing the knee joint capsule to a knee joint structure to decrease a length of the meniscal extrusion, wherein securing the knee joint capsule to the knee joint structure comprises inserting the one or more anchors into the knee joint structure, wherein the knee joint structure comprises at least one of a tibia, a femur, tibial periosteum, or femoral periosteum.
1611 | Hospital bed having modular power/data hub | A data hub is disclosed for use with a hospital bed. The data hub may have a base mountable on the hospital bed, and a collection module dockable with the base. The base may include a stationary base housing, a power supply link extending into the stationary base housing, and a data link extending into the stationary base housing and being connectable to an external monitoring station. The collection module may include a module housing, a plurality of inlet data ports formed in the module, at least one outlet port formed in the module housing, a medium supply disposed in the module housing and connected to the at least one outlet port, and an adapter disposed in the module housing and configured to connect the plurality of inlet data ports to the data link and the power supply link upon docking of the module housing with the stationary base housing. | 1. A data hub for a hospital bed, comprising: a base housing removably mountable on the hospital bed; a power supply link extending into the base housing; a data link extending into the base housing and being connectable to an external monitoring station; a module housing configured to engage the base housing during docking; a plurality of patient inlet data ports formed in the module housing; at least one outlet port formed in the module housing; a medium supply disposed in the module housing and connected to the at least one outlet port; and an adapter disposed in the module housing and configured to connect the plurality of patient inlet data ports to the data link and to the power supply link upon docking of the module housing with the base housing.
1612 | Medicament delivery device having an electronic circuit system | Medicament delivery devices are described herein. In some embodiments, an apparatus includes a medical injector and an electronic circuit system. The medical injector includes a housing, a medicament container, and a medicament delivery member. The housing defines a first region and a second region. The first region includes the medicament container and is physically isolated from the second region. The electronic circuit system is configured to be disposed within the second region defined by the housing. The electronic circuit system is configured to output an electronic output associated with a use of the medical injector. | 1. An apparatus comprising: a medicament delivery device configured to deliver a medicament, the medicament delivery device including a first housing and a medicament container, a distal end portion of the medicament container including a delivery member through which the medicament is conveyed, a side wall of the first housing defining an interior volume within which the distal end portion of the medicament container is contained; a second housing including a connection portion configured to be coupled to a corresponding connection portion of the medicament delivery device when the second housing is coupled to the medicament delivery device; and an electronic circuit system coupled to the second housing, the electronic circuit system including a switch, a light output device and a wireless network interface device, a non-electronic actuation surface of the medicament delivery device configured to engage the switch when the second housing is coupled to the medicament delivery device to transition the switch from a first state to a second state, the switch being maintained in the second state before, during, and after actuation of the medicament delivery device, the electronic circuit system configured to produce a light output via the light output device when the switch is changed from the first state to the second state, the electronic circuit system configured to receive an actuation signal when the medicament delivery device is actuated while the second housing is coupled to the medicament delivery device, the electronic circuit system configured to output, via the wireless network interface device, a wireless signal associated with the actuation signal.
1613 | Flow generator message system | A flow generator for delivering breathable gas to a patient includes a processor coupled with operation sensors and a user interface. The processor is programmed to generate at least one of time-based or event-based messages relating to at least one of flow generator operation, flow generator service, flow generator use, patient health, peripheral devices and services, patient treatment, and reminders. Time-based messages are generated at predetermined time intervals based on either time of use or elapsed time. The event-based messages are generated based on signals from the operation sensors. The user interface is configured to deliver the messages to at least one of a display, a flow generator service provider, the patient and a physician. By this system, operation of the flow generator is facilitated and enhanced. | 1. A flow generator for use with a continuous positive airway pressure (CPAP) system configured to supply breathable gas to a patient at a continuous positive pressure that is elevated above atmospheric pressure, the flow generator comprising: a motor configured to generate the supply of breathable gas that is delivered to the patient at the continuous positive pressure that is elevated above atmospheric pressure; at least one operation sensor to generate signals; and a processor coupled to the at least one operation sensor, the processor configured to: determine at least one identifying feature of a peripheral component that is coupled to the flow generator, the peripheral component being one of a plurality of different peripheral components that are each configured to couple to the flow generator, the plurality of different peripheral components including at least a patient interface peripheral component that is configured to engage the face of the patient, where each of the plurality of different peripheral components has a different identifying feature that is determinable by the processor; for each of the plurality of different peripheral components: (a) discern, based on the determined at least one identifying feature, a specific peripheral component, and (b) in response to discerning the specific peripheral component, generate at least one message that relates to at least one of flow generator operation, flow generator service, flow generator use, patient health, peripheral devices and services, and patient treatment based on the discerned specific peripheral component.
1614 | System and method for real time viewing of critical patient data on mobile devices | A data-processing tool for displaying real-time patient data on remote and/or mobile devices. The tool renders graphical data on the screen of the remote device in a manner that makes it practical for the health care provider to review the data. Charting components provide landscape support, an ability to overlay patient data and patient images, zoom in/zoom out, custom variable speed scrolling, split screen support, and formatting control. The methodology operates as an asynchronous application, allowing patient data to be streamed in real-time to the handheld device while conserving enough CPU power to simultaneously allow the end user to interact at will with the responsive display application. Finally, the methodology implements an IT management console that allows system managers to monitor the exchange of data between hospital systems and the primary database, including all patient data packets, notifications and alerts, connected remote devices, etc. | 1. A method for remote monitoring of patient physiological data, the method comprising: receiving, by one or more processors, patient physiological data, the patient physiological data having been collected from a patient using at least one patient physiological sensor; establishing, by one or more processors, a customized charting control to provide display characteristics associated to a remote-handheld data processing device, the display characteristics comprising a screen size and display memory capacities of a display of a remote-handheld data processing device; conditioning, by one or more processors, the patient physiological data by adjusting the patient physiological data based on the screen size and the display memory capacities of the display of the remote-handheld data processing device to reduce a transmission time over a wide area digital network and to reduce a volume of the patient physiological data to provide conditioned patient physiological data, the conditioned patient physiological data comprising a format and an amount of data extracted from the patient physiological data that depend on the screen size and the display memory capacities of the display of the remote-handheld data processing device, the format defining sizes of displayable components of the patient physiological data, such that a presentation of the conditioned patient physiological is compressed for display in a discernable manner on the display of the remote-handheld data processing device relative to the screen size; transmitting, by one or more processors, the conditioned patient physiological data in real-time over the wide area digital network; receiving the conditioned patient physiological data in real-time at the remote-handheld data processing device, the remote-handheld data processing device executing a computer-executable application for displaying the patient physiological data on the display of the remote-handheld data processing device; reconditioning, by the remote-handheld data processing device, the conditioned patient physiological data to display the patient physiological data on the remote-handheld data processing device by formatting the conditioned patient physiological data for display on the remote-handheld data processing device; and providing, for display on the display of the remote-handheld data processing device, by the computer-executable application, the patient physiological data comprising a trend view of the patient physiological data stored in a buffer.
1615 | Time-to-digital converter and method therefor | Time-to-digital converter system including: an event detector configured for detecting an event and generating an event detection signal upon detection of the event; and a time-to-digital converter coupled or connectable to the event detector and including a fine resolution part configured for counting fine time intervals, organized such that the fine resolution part is activated in response to the event detection signal and deactivated in response to a reference clock. 3D imager including an array of pixels, with in each pixel such a time-to-digital converter system, and further including a reference clock generator. | 1. A time-to-digital converter system comprising: an event detector configured for detecting an event and generating an event detection signal upon detection of the event; a time-to-digital converter coupled to the event detector and comprising a fine resolution part configured for counting fine time intervals, organized such that the fine resolution part only becomes active in response to the event detection signal and is deactivated at a next edge of a reference clock; and a coarse resolution part configured for counting coarse time intervals determined by a characteristic of the fine resolution part, wherein the fine resolution part comprises a ring oscillator, and wherein the characteristic of the fine resolution part is its oscillation cycle period.
1616 | Electronic vaporiser system | An electronic cigarette vaporizer that includes a heating element, a power source and an electronics module that manages the delivery of power, current or voltage to the heating element; the electronics module controls or delivers pulses of power, current or voltage to the heating element, such as PWM (pulse width modulation) with a high frequency 1-10 KHz switching frequency. The duty cycle of the PWM can be approximately 90% when heating; and 1-10% duty during a preheat; and 0% when the vaporizer is idle. | 1. An electronic cigarette vaporizer system that includes an electronic vaporizer, a heating element in the electronic vaporiser, a power source and an electronics module that manages the delivery of power, current or voltage to the heating element, in which the electronics module controls or delivers pulses of power, current or voltage to the heating element, in which the electronic vaporizer system includes (i) a user-replaceable, e-liquid cartridge that is attached to or integral with at least a part of the system but is not user-refillable and includes no heating element; and (ii) an e-liquid reservoir that is separate from the user-replaceable e-liquid cartridge; and (iii) an electric or electronic pump that is configured to withdraw e-liquid from the user-replaceable e-liquid cartridge and pump pressurized e-liquid to the e-liquid reservoir; and (iv) a heating element that is not in the user-replaceable e-liquid cartridge but is instead in, or in e-liquid communication with, the e-liquid reservoir.
1617 | Hospital bed having wired and wireless network connectivity | A hospital bed is programmable with new firmware that is downloaded to the bed over a network. The firmware is downloaded to the bed automatically from a remote computer device. The remote computer device receives a message from the hospital bed which includes data regarding the version number of the bed's current firmware, and if the version number indicates that the firmware is an outdated version, the remote computer device downloads a new version of the firmware to the bed. | 1. A hospital bed for use in a healthcare facility having a network, the hospital bed comprising: a frame configured to support a patient, bed control circuitry carried by the frame and configured to control a plurality of functions of the hospital bed and configured to monitor status of the plurality of functions, and communication circuitry carried by the frame and coupled to the bed control circuitry, the communication circuitry being configured to receive software applications via a wired connection with the network and via a wireless connection with the network.
1618 | Athletic-wear having integral measuring sensors | A performance measuring system integrated with an article of clothing, the system has a computing unit for coordinating, processing and transmission of sensor data connected to a bus and an antenna. A sensor for measuring performance characteristics is connected to the bus; the bus facilitates transmission and reception of control and data values between the computing unit and the sensor. Also, an antenna is connected to the computing unit for communicating with other computing devices and transmission of sensor data. The other computing devices display the sensor data to a user or forward the sensor data onto another communication media such as the internet or interactive television. A social networking system sharing athletic statistics using a webservice, a personal processing unit connectible to the webservice, and a computing unit having an activity program for at least one sensor. This system has an activity update service integrally associated with the webservice. | 1. A system for tracking athletic movements comprising: one or more sensors configured to generate electrical signals descriptive of detected physical movement of an athlete during a sporting event; a computing unit configured to: obtain, during the sporting event, the electrical signals generated by the one or more sensors in real time, determine, during the sporting event, one or more athletic performance parameters in real time based on the obtained electrical signals, and compute, during the sporting event, one or more performance assessments for the athlete based on the one or more determined athletic performance parameters, wherein the one or more performance assessments: (i) correspond specifically to a sport of the sporting event, and (ii) indicate at least a peak athletic performance metric for the athlete; and one or more external computing devices configured to: communicate, during the sporting event, data indicating content associated with the sporting event over a network to multiple subscriber devices that are determined to be connected to a social network, wherein the content: (i) enables an interactive display of the one or more performance assessments on the multiple subscriber devices, and (ii) specifies multimedia corresponding to at least one of the one or more performance assessments.
1619 | Determining food identities with intra-oral spectrometer devices | Devices, methods, computer-readable media, and systems for determining an identity of a food are disclosed. For example, a method may receive at least one property of at least one component in a sample of a food from an intra-oral device including a spectrometer, the at least one property obtained via the spectrometer, compares the at least one property to a plurality of food signatures, and determines the identity of the food based upon the comparing. In another example, a system may include an intra-oral device and a wireless device. The intra-oral device may include a spectrometer for measuring at least one property of at least one component in a sample of a food. The wireless device may include a processor for receiving the at least one property, comparing the at least one property to a plurality of food signatures, and determining the identity of the food based upon the comparing. | 1. A method comprising: receiving, by a processor, at least one property of at least one component in a sample of a food from an intra-oral device comprising a spectrometer, wherein the at least one property is obtained via the spectrometer; comparing, by the processor, the at least one property to a plurality of food signatures; and determining, by the processor, an identity of the sample of the food based upon the comparing.
1620 | Medical device data integration apparatus and methods | Methods, systems, and apparatuses integrating medical device data are disclosed. In an example embodiment, a vital sign monitor apparatus includes a renal failure therapy interface configured to receive a renal failure therapy parameter from a renal failure therapy machine performing a renal therapy treatment on a patient and an infusion pump interface configured to receive an infusion parameter from an infusion pump performing an infusion treatment for the same patient. The apparatus also includes a vital sign monitor engine configured to display, within a combination user interface of a vital sign monitor, the renal failure therapy parameter within a renal failure therapy timeline, and the infusion parameter within an infusion timeline that is aligned with the renal failure therapy timeline. | 1. A networked healthcare system comprising: a renal failure therapy machine communicatively coupled to a hospital information system configured to: perform a renal failure therapy treatment for a patient, determine at least one renal failure therapy parameter related to the renal failure therapy treatment including an ultrafiltration rate at which fluid is removed from the patient, determine a renal failure therapy timestamp for the at least one renal failure therapy parameter, and transmit the at least one renal failure therapy parameter, a patient identifier of the patient, and the renal failure therapy timestamp to the hospital information system; an infusion pump communicatively coupled to the hospital information system configured to: perform an infusion treatment for the same patient concurrently with the renal failure therapy machine, determine at least one infusion parameter related to the infusion treatment including an infusion rate at which fluid is infused into the patient, determine an infusion timestamp for the at least one infusion parameter, and transmit the at least one infusion parameter, the patient identifier, and the infusion timestamp to the hospital information system; a monitor associated with the patient and communicatively coupled to the hospital information system, the monitor configured to: receive the at least one renal failure therapy parameter, the patient identifier, and the renal failure therapy timestamp, receive the at least one infusion parameter, the patient identifier, and the infusion timestamp, determine the at least one renal failure therapy parameter and the at least one infusion parameter are to be displayed at a combination user interface based on the patient identifier, determine a difference parameter based on a difference between the at least one infusion parameter and the at least one renal failure therapy parameter, display, at the combination user interface, the at least one renal failure therapy parameter within a renal failure therapy timeline, display, at the combination user interface, the at least one infusion parameter within an infusion timeline that is aligned with the renal failure therapy timeline, and display, at the combination user interface, the difference parameter within a difference timeline that is aligned with the renal failure therapy timeline and the infusion timeline.
1621 | Adhesive and peripheral systems and methods for medical devices | A system is disclosed. The system includes a reservoir for containing a fluidic medium, the reservoir including a front surface, a resilient cylindrical flexure portion connected to the front surface, the resilient cylindrical flexure portion comprising an accordion-like structure that is able to expand and contract to change an interior volume within the resilient cylindrical flexure portion, a central passageway within the resilient cylindrical flexure, and a collection chamber connected to the central passageway. Also, a system including a reservoir, a plunger head located within the reservoir, a plunger arm connected to the plunger head, a driving shaft connected to the plunger arm, and a motor connected to the driving shaft, the motor controllable to move the drive shaft in a first motion and a second motion so as to move the advance plunger head and retract the plunger head within the reservoir. | 1. A system comprising: a reservoir for containing a fluidic medium, the reservoir comprising: a resilient cylindrical flexure portion comprising an accordion-like structure that is able to expand and contract to change an interior volume within the resilient cylindrical flexure portion, wherein the resilient cylindrical flexure portion comprising a first end and a second end; a central tube within the resilient cylindrical flexure portion extending from the first end to the second end of the resilient cylindrical flexure portion; a collection chamber directly connected to the central tube; and a pumping chamber coupled in fluid communication with the collection chamber and the central tube, wherein fluid flows from the collection chamber through the central tube and directly into the pumping chamber, wherein during a pumping mechanism'ss compression stroke, a pumping actuation member applies force directly on to, and deforms, a collection chamber wall forcing fluid to flow through the central tube and into the pumping chamber.
1622 | Methods and systems for wireless communication with a subcutaneous medical device | An exemplary subcutaneous medical device implanted within a patient uses a coil-less magnetic field sensor included within the subcutaneous medical device to detect a toggling sequence between a presence and an absence of an externally-generated static magnetic field. The toggling sequence is representative of a digital data stream according to a digital wireless communication protocol. The subcutaneous medical device identifies, based on the detected toggling sequence and in accordance with the digital wireless communication protocol, a multi-bit command encoded within the digital data stream represented by the toggling sequence. The subcutaneous medical device further performs, in response to the identifying of the multi-bit command, an action associated with the multi-bit command. Corresponding methods and a corresponding external controller are also disclosed. | 1. A method comprising: detecting, by a subcutaneous medical device implanted within a patient and using a coil-less magnetic field sensor included within the subcutaneous medical device, a toggling sequence between a presence and an absence of an externally-generated static magnetic field, the toggling sequence representative of a digital data stream according to a digital wireless communication protocol that specifies as a first binary value, a first range for a duration between changes to the externally-generated static magnetic field in the toggling sequence, and as a second binary value, a second range for the duration between the changes to the externally-generated static magnetic field in the toggling sequence; identifying, by the subcutaneous medical device based on the detected toggling sequence and in accordance with the digital wireless communication protocol, a multi-bit command encoded within the digital data stream represented by the toggling sequence; and performing, by the subcutaneous medical device in response to the identifying of the multi-bit command, an action associated with the multi-bit command.
1623 | Optically based devices, systems, and methods for neuromodulation stimulation and monitoring | Devices, systems, and methods for neuromodulation are provided. For example, a neuromodulation system is disclosed that comprises an implantable neuromodulation module having a photodiode configured to generate electrical current in response to receiving light from an optical fiber; an optical transceiver; and at least one electrode configured to provide electrical stimulation to a nerve utilizing the electrical current generated by the photodiode. As another example, a method of neuromodulation is disclosed that comprises receiving light at a photodiode of a neuromodulation module and generating electrical current in response to receiving the light; and providing, via at least one electrode of the module positioned within the patient, electrical stimulation to a nerve of the patient utilizing the electrical current generated by the photodiode. | 1. A neuromodulation system, comprising: an implantable module in communication with an optical fiber, the implantable module including: a photodiode in optical communication with the optical fiber, the photodiode configured to receive light from the optical fiber and generate electrical current in response to receiving the light from the optical fiber; a first optical transceiver in optical communication with the optical fiber, the first optical transceiver configured to receive data from the optical fiber and transmit data to the optical fiber; and at least one electrode configured to provide electrical stimulation to a nerve utilizing the electrical current generated by the photodiode; and an implantable relay module including: a radio frequency transceiver configured to communicate with a communications device outside of a patient body; and a second optical transceiver in optical communication with the implantable module via the optical fiber.
1624 | Monitoring system | The invention relates to a monitoring system for monitoring a third-party device, in particular a medical device, wherein the third-party device has a signal device for displaying the device status and/or relevant device properties and the monitoring device ( 2 ) is associated with the third-party device. Based upon this prior art, in the context of the invention monitoring of the third-party device should be possible and should also operate when the actual status indication of the monitored third-party device is defective. In this connection within the context of the monitoring system according to the invention it is not the status indication of the devices but rather a current proportional to the device status within the monitored third-party device is inductively sensed, evaluated and optionally an emergency signal is detected as a function of the result of the evaluation. The invention also relates to monitoring defibrillators. | 1. A monitoring system for monitoring a non-implantable medical device, wherein the non-implantable medical device has a signal apparatus comprising a status indicator for at least acoustical or visual display of a non-implantable medical device status and/or relevant properties of the non-implantable medical device, the monitoring system comprising: a monitoring apparatus assigned to the non-implantable medical device, without an intervention in a housing of the non-implantable medical device and/or a functionality of the non-implantable medical device, wherein the monitoring apparatus comprises an inductive receiver, which is assigned to the housing of the non-implantable medical device, and which generates a signal by inductive sensing of a magnetic field created by a sleep mode current which is supplied by a voltage supply and which is present in the non-implantable medical device during a sleep mode in which only those functions of the non-implantable medical device that are required to maintain operational readiness are maintained, wherein the signal is significant for at least one of the relevant properties of the non-implantable medical device and/or the status of the non-implantable medical device, whereby the function of the monitoring apparatus is independent of the function of the status indicator of the non-implantable medical device, so that not the status indicator of the non-implantable medical device, but rather the function of the non-implantable medical device itself is being monitored.
1625 | Scent schedule based on relatedness of scent delivery devices in a scent delivery system | A scent delivery system includes first and second scent delivery units and a central controller. The central controller is configured to generate command data capable of affecting operation of at least the first and second units based on one or more scenting schedules. The central controller is also configured to determine a relatedness and an order of priority between the units, and determine whether a desired activation time for the first unit overlaps at least partially with a desired activation time for the second unit. Based upon a determination that the first unit is related to the second unit and that a desired activation time for the first unit overlaps at least partially with a desired activation time for the second unit, the central controller is further configured to coordinate activity level of each of the first and second delivery units during the overlapping activation time according to the order of priority. | 1. A computer-implemented method for delivering scents, comprising: establishing a communication network including a central controller and a plurality of networked scent delivery devices, wherein the central controller is configured to control operation of each of the plurality of networked scent delivery devices, wherein controlling the operation is based on one or more master schedules, and wherein the one or more master schedules includes a first scheduled scent event that defines the operation of a first networked scent delivery device and a second scheduled scent event that defines the operation of a second networked scent delivery device; performing a conflict check to prevent concurrent emissions of scent from the first and second networked scent delivery devices, wherein the conflict check is performed in advance of transmitting command data to the first or second networked scent delivery device, and wherein performing the conflict check includes comparing the first scheduled scent event of the first networked scent delivery device and the second scheduled scent event of the second networked scent delivery device; automatically generating command data that is configured to control the operation of the first networked scent delivery device, wherein when the comparison indicates a conflict between the first scheduled scent event and the second scheduled scent event, the first scheduled scent event is automatically modified to prevent the conflict, and wherein the command data represents the modified first scheduled scent event; transmitting the command data to the first networked scent delivery device using the communication network; receiving a signal from the first networked scent delivery device using the communication network, wherein the signal includes status data representing a status of the first networked scent delivery device; and storing the status associated with the first networked scent delivery device, wherein the status identifies a functionality of the first networked scent delivery device.
1626 | Wearable personal digital device for facilitating mobile device payments and personal use | Provided are a wearable personal digital device and related methods. The wearable personal digital device may comprise a processor, a display, biometric sensors, activity tracking sensors, a memory unit, a communication circuit, a housing, an input unit, a projector, a timepiece unit, a haptic touch control actuator, and a band. The processor may be operable to receive data from an external device, provide a notification to a user based on the data, receive a user input, and perform a command selected based on the user input. The communication circuit may be communicatively coupled to the processor and operable to connect to a wireless network and communicate with the external device. The housing may be adapted to enclose the components of the wearable personal digital device. The band may be adapted to attach to the housing and secure the wearable personal digital device on a user body. | 1. A wearable mobile device for facilitate mobile payments, personal use, and health care, wherein the mobile device comprises: a processor being operable to: receive data from an external device; based on the data, provide a notification to a user; receive a user input; perform a command, the command being selected based on the user input; provide a natural language user interface to communicate with the user, the natural language user interface being operable to sense a user voice and provide a response in a natural language to the user; a near field communication (NFC) unit communicatively coupled to the processor; a display communicatively coupled to the processor, the display including a touchscreen, wherein the display includes a force sensor, wherein the force sensor is operable to sense a touch force applied by the user to the display and calculate coordinates of a touch by the user, and further operable to analyze the touch force and, based on the touch force, select a tap command or a press command based on a predetermined criteria, wherein each of the tap command and the press command is executed based on a duration of the touch of the user using one or more applications running on the mobile device; a projector communicatively coupled to the processor, the projector being operable to project a data onto an arm of the user, the data including a virtual keyboard operable to provide inputs from the user to the processor and one or more of the following: the notification, time data, data requested by the user, a caller name, a text message, a reminder, a social media alert, an email, and a weather alert; a timepiece unit communicatively coupled to the processor and configured to provide the time data; one or more activity tracking sensors communicatively coupled to the processor to track activity of the user, wherein the one or more activity tracking sensors are operable to track snoring and, based on tracking of the snoring, produce an alarm to break snoring, and wherein the display is further configured to display data associated with the activity of the user detected by the activity sensors, the detected activity of the user including calories burned, sleep quality, breaths per minute, snoring breaks, steps walked, and distance walked; a memory unit communicatively coupled to the processor; a communication circuit communicatively coupled to the processor and operable to connect to a wireless network and communicate with the external device; a housing adapted to enclose at least the processor, the display, the one or more activity tracking sensors, the memory unit, and the communication circuit; an input unit communicatively coupled to the processor, wherein the input unit extends from the housing and is configured to perform one or more of a rotational motion and a linear motion, wherein the one or more motions inputs commands to the processor; a band adapted to attach to the housing and to secure the mobile device on a user body, wherein the mobile device comprises a wristwatch; biometric sensors disposed within the band and operable to sense one or more biometric parameters of the user comprising at least a heart rate, glucose level, fingerprints, and electrocardiogram, wherein based on detection that the one or more of the sensed biometric parameters exceed predetermined limits, the biometric sensors are configured to produce an alarm to the user, wherein the biometric sensors include thin film silicon photonic biosensors that use beams of light to detect changes in the composition of saliva and urine samples provided to the screen of the mobile device to monitor a glucose level and lenses and infrared light-emitting diodes (LEDs) and visible-light LEDs, wherein the biometric sensors include a skin contact sensor data processing engine, the skin contact sensor data processing engine being operable to monitor an electrocardiogram of the user and a heart rate of the user sensed by the biometric sensors, the electrocardiogram and the heart rate being identification and personal data of the user, wherein the skin contact sensor data processing engine is operable to prompt the user to enter a personal identification number and the processor is operable to associate the personal identification number with both the electrocardiogram and the heart rate obtained after the mobile device has been secured to a wrist of the user, wherein processor stores the electrocardiogram and the heart rate in the memory unit as a reference electrocardiogram and a reference heart rate; an electrical stimulus providing unit operable to produce and provide to the user an electrical stimulus with current of 800 milliamps and a power of up to several hundred watts with the current flowing for between 1 and 8 seconds; an AC electric zone unit producing a field strength between 2 and 12 V/cm at a frequency between 101 kHz and 330 kHz between 33 ms and 550 ms provided to treat a location in the body of the user; a set of electrodes with wires configured to deliver the electrical stimulus to the brain of the user; an adhesive sensor system wearable on a skin of the user body, consisting of a tri-axial accelerometer, a microcontroller, and a Bluetooth Low Energy transceiver, the adhesive sensor system being operable to detect falls of the user based on data provided by the tri-axial accelerometer; a thermal infrared (IR) sensor worn on the skin of the user body and operable to sense a radiation having a range of wavelengths from 800 nanometer to hundreds of micrometers emitted by the user body; a haptic touch control actuator operable to produce a haptic feedback in response to one or more events, the one or more events including receiving of the alert, receiving of a notification, a confirmation, movement of the mobile device, receiving of the user input, and sensing of the one or more biometric parameters, the haptic feedback being sensed by the user body, wherein the haptic feedback includes a plurality of feedback types, each of the one or more events being associated with one of the plurality of feedback types, the plurality of feedback types including at least one-time vibration and two-times vibration; a battery disposed in the housing; wherein the user input is received using one or more of the display, the input unit, and the natural language user interface; wherein the mobile device further comprises a camera communicatively coupled to the processor; and operable to: capture an optical code of a product for sale by a merchant, the optical code including one or more of the following: a linear dimensional barcode, a two-dimensional barcode, a snap tag code, and a Quick Response (QR) code; wherein the processor is further operable to read the optical code to obtain one or more of a product information and a merchant information encoded in the optical code and, based on the merchant information, perform a payment transaction, wherein the processor is configured to perform the payment transaction by sending payment data by the NFC unit to a merchant NFC unit of the merchant; the mobile device further comprising a swipe card reader communicatively coupled to the processor and operable to read data of a payment card swiped through the swipe card reader, the data being transmitted to the processor and the external device; and wherein the processor of the mobile device is further operable to: generate, based on user payment data and user personal data, a unique code encoding the user payment data and the user personal data, the user payment data and the user personal data being stored in the memory unit; prompt the user to touch the display to scan user fingerprints; determine the heart rate and the electrocardiogram of the user using the biometric sensors to obtain determined heart rate and determined electrocardiogram; compare the scanned user fingerprints, the determined heart rate and the determined electrocardiogram with reference fingerprints, reference heart rate, and reference electrocardiogram stored in the memory unit; detect matches of the scanned user fingerprints with the reference fingerprints, the determined heart rate with the reference heart rate, and the determined electrocardiogram with the reference electrocardiogram; and wherein the processor is configured to provide, after the detecting of the matches, a unique code via the display to a merchant digital device, wherein the merchant device reads the code for performing the payment transaction; and wherein the processor, upon performing the payment transaction, is configured to provide a payment confirmation to the user, the payment confirmation being provided using the haptic feedback.
1627 | Multifunction wearable object identified glasses for the visually handicapped | A radio frequency identification (RFID) label and an RFID data retrieval device which may be used to aid the visually impaired identify the medicines they take. RFID label includes a memory chip, energy harvesting circuit, and a loop antenna, with the memory chip containing information about the medicine. RFID data retrieval device contains a device controller chip, a wireless transceiver, a switch, a loop antenna, a memory chip, a proximity sensor, an audio digital-to-analog converter (DAC), an audio amplifier, an audio speaker, and also a pair of opposing temporal side members connected to a device controller chip retaining member via hinge. This device controller retaining member contains a recessed for the nose of the visually impaired person. The invention may also include an inductive charging device made up of an inductive charge coil, a power converter, a regulator, a charge controller, and an external power supply, allowing for wireless charging. | 1. A system comprising: a radio frequency identification label comprising a first memory chip electrically connected to a first loop antenna and an energy harvesting circuit electrically connected to the first memory chip, said first memory chip containing information relating to a medicine being taken by a visually impaired person; and a retrieval device comprising a device controller chip; a wireless transceiver electrically connected to said device controller chip, a switch electrically connected to the wireless transceiver, and a second loop antenna electrically connected to the switch; a second memory chip electrically connected to the device controller chip; a proximity sensor electrically connected to the device controller chip; an audio digital-to-analog converter connected to said device controller chip, an audio amplifier connected to the digital-to-analog converter, and an audio speaker connected to the audio amplifier; and a pair of opposing temporal side members, each hingedly mounted to a device controller chip retaining member, said device controller retaining member having a recess for a nose of the visually impaired person, and the device controller chip connected to the device controller chip retaining member; wherein the device controller chip is configured to command the wireless transceiver to transmit frequency (RF) energy from the second loop antenna to the first loop antenna when the proximity sensor detects the radio frequency identification label.
1628 | Device used to reduce electromagnetic radiations | Exemplary embodiments of the present subject matter is directed towards a device used to reduce electromagnetic radiations comprising a electromagnetic resistance sheet including a first layer and a third layer positioned at front and rear portions of the electromagnetic resistance metallic sheet configured to convert received excess radio frequency radiations of electronic signals to electromagnetic field signals and ground the converted electromagnetic field; and cloud signals for avoiding the transmission of radiations into the human body and environment. The first layer and the third layer coated with plurality of chemical elements. The electromagnetic resistance sheet also includes a second layer positioned between the first layer and the third layer coated with plurality of metallic elements to provide anti corrosion of the electromagnetic resistance sheet in the transmission of radiations. | 1. A device used to reduce electromagnetic radiations, comprising: an electromagnetic resistance sheet comprising: a first layer; and a third layer positioned at front and rear portions of the electromagnetic resistance sheet configured to convert received excess radio frequency radiations of electronic signals to the electromagnetic field signals; and ground the converted electromagnetic field; and cloud signals for avoiding the transmission of radiations into the human body, wherein the first layer; and the third layer coated with plurality of chemical elements; and a second layer positioned between the first layer; and the third layer coated with plurality of metal elements to provide anti corrosion of the electromagnetic resistance sheet in the transmission of radiations.
1629 | System and method for generating extreme ultraviolet light, and laser apparatus | An extreme ultraviolet light generation system used with a laser apparatus may be provided, and the extreme ultraviolet light generation system may include: a chamber including at least one window for at least one laser beam and a target supply unit for supplying a target material into the chamber; and at least one polarization control unit, provided on a laser beam path, for controlling a polarization state of the at least one laser beam. | 1. An extreme ultraviolet light generation system used with a laser apparatus, the extreme ultraviolet light generation system comprising: a chamber including at least one window for at least one laser beam and a target supply unit for supplying a target material into the chamber; at least one polarization control unit, provided on a laser beam path, for controlling a polarization state of the at least one laser beam; a magnetic field generation unit, provided to the chamber, for generating a magnetic field in which a charged particle emitted from the target material that has been struck by the laser beam is trapped; and a collection unit into which the trapped charged particle is collected, wherein the at least one laser beam includes a first laser beam that strikes an unirradiated target material supplied into the chamber and a second laser beam that strikes the target material which the first laser beam has struck, and wherein the at least one polarization control unit includes a first polarization control unit that controls a polarization state of the first laser beam into a linearly polarized laser beam and a second polarization control unit that controls a polarization state of the second laser beam into a circularly polarized laser beam.
1630 | Autonomous electronic device with supply by electrostatic transduction produced by a variable capacitor | An electronic device with a circuit for supplying electric power, with a variable capacitor, by alternating mechanical movement. The supply includes, in the form of passive components and without synchronizing structure: generating branch including in series the variable capacitor and a biasing capacitor, connected in parallel to a rectifier circuit and a storage branch, between: a base node, on the variable capacitor side; an output node, on the biasing capacitor side; unidirectional charge return branch: to the generating branch, via a biasing node between the variable capacitor and the biasing capacitor; from the rectifier, receiving a part of the electrical energy produced. A circuit includes a voltage multiplier connected to the biasing node for applying a voltage that is multiplied relative to that existing between the output node; and the base node or one of the ends of the storage branch. | 1. An electronic device of the type operating without an external power supply, comprising: an electric power supply circuit arranged for supplying said device, said electric power supply circuit being arranged for supplying energy for operation of said electronic device via a storage element; said electric power supply circuit comprising at least one component, called a variable capacitor, having an electrical capacitance that varies under the effect of an alternating mechanical movement, said variable capacitor being arranged to receive said mechanical movement from the environment of said electronic device; and being connected to said storage device by means of a rectifier circuit to increase the electrical energy stored there; said device said electric power supply circuit comprises: a generating branch formed by at least the variable capacitor and a biasing capacitor mounted in series, said generating branch being mounted in parallel with the rectifier circuit and with a storage branch comprising the storage element, between a node, called base node, that is located at the end of the generating branch on the variable capacitor side and is maintained at a reference potential; a node, called output node, located at the end of the generating branch on the biasing capacitor side; a charge return branch of a type able to conduct a unidirectional electric current: to the generating branch, by at least one first end connected to a node, called a biasing node, which is located in the generating branch between the variable capacitor and the biasing capacitor; from the rectifier, by at least one second end receiving a part of the electrical energy produced by said power supply circuit; and the assembly formed by said generating branch, the rectifier circuit, the storage branch and the charge return branch constitutes an electric circuit the behaviour of which is passive and remains unchanged and permanent in its characteristics during at least one plurality of cycles of the variable capacitor; thus carrying out at each cycle an additional charge of the biasing capacitor C according to an operating mode that is self-synchronizing, i.e. it does not require any means for synchronization with respect to the mechanical movements during said plurality of cycles; and in that the electric power supply circuit comprises a circuit arranged to form a voltage multiplier circuit that is connected to the generating branch at a biasing node located between the variable capacitor and the biasing capacitor, for applying a voltage there that is multiplied relative to the voltage that exists between on the one hand the output node of said generating branch, and on the other hand the base node or one of the ends of the storage branch.
1631 | Wireless bed power | Patient care equipment includes a wireless coupler that transfers power and/or data between an architectural unit and the patient care equipment. The patient care equipment may also include additional wireless couplers that transfer power and/or data between first and second components of the equipment. The second component may be movable relative to the first component. A structure or hot swapping batteries is also disclosed, the swapped battery being charged on an inductive charging mat. | 1. A system comprising a patient support apparatus including a control system, an architectural unit, a power supply coupled to the architectural unit, the power supply operably coupled to mains power, a communication system operably coupled to an information system, and an interface in electrical communication with the communication system and the power supply and operable to simultaneously provide power and a communications signal to the patient support apparatus to directly power at least one subsystem of the patient support apparatus while concurrently transferring data between the communication system and the control system of the patient support apparatus over a common wireless link without physical contact therebetween.
1632 | Simulated environment for transcatheter heart valve repair | An apparatus for applying liquid pressure to resected tissue may include a fixture, a papillary assembly coupled to the fixture and having first and second spaced apart papillary attachment elements, and a resected mitral valve attached to the fixture. The fixture may have a first chamber, a second chamber, and an internal panel extending between the first and second chambers. The resected mitral valve may be attached to the internal panel and may have a posterior leaflet, an anterior leaflet, and tendinae chordae. The tendinae chordae may each be attached at a first end to the posterior leaflet or the anterior leaflet and at a second end to one of the papillary attachment elements. A first group of the tendinae chordae may be attached to the first papillary attachment element, and a second group of the tendinae chordae may be attached to the second papillary attachment element. | 1. A simulation apparatus for mounting resected tissue, the apparatus comprising: a fixture having a first chamber, a second chamber, and an internal panel extending between the first and second chambers; a papillary assembly coupled to the fixture and having first and second spaced apart papillary attachment elements, each papillary attachment element being movable relative to the internal panel in at least one degree of freedom; a resected mitral valve attached to the internal panel and having a posterior leaflet, an anterior leaflet, and tendinae chordae, the tendinae chordae each attached at a first end to the posterior leaflet or the anterior leaflet and at a second end to one of the papillary attachment elements; and a pumping system configured to provide liquid flow through the resected mitral valve, the pumping system configured to alternatingly provide high pressure liquid pulses into the first chamber and a back pressure into the second chamber, the back pressure being less than the high pressure liquid pulses.
1633 | Imaging unit, imaging module, and endoscope system having a circuit board with a recess | An imaging unit includes: a semiconductor package having an image sensor and having a connection electrode on a back side thereof; a circuit board having connection electrodes on front and back sides thereof, the connection electrode on the front side being connected to the connection electrode of the semiconductor package; a deformed circuit board having first, second, and third faces and having connection electrodes on the first, second, and third faces, respectively, a connection electrode on the first face being connected to the connection electrodes of the circuit board; an electronic component mounted on the back side of the circuit board; and cables connected to the connection electrodes on the second and third faces. The electronic component is housed in a recess of the deformed circuit board. The circuit board, the deformed circuit board, and the cables are located within a projection plane in an optical-axis-direction of the semiconductor package. | 1. An imaging unit comprising: a semiconductor package having an image sensor and having a connection electrode on a back side thereof; a circuit board having connection electrodes on front and back sides thereof, the connection electrode on the front side being in contact with the connection electrode of the semiconductor package; a deformed circuit board having at least first, second, and third faces and having connection electrodes on the first, second, and third faces, respectively, a connection electrode of the connection electrodes on the first face being in contact with the connection electrodes of the circuit board; an electronic component mounted on the back side of the circuit board; and a plurality of cables connected to the connection electrodes on the second and third faces of the deformed circuit board, wherein the circuit board has a recess on the back side, or the deformed circuit board has a recess on the first face, the electronic component is housed in the recess of the circuit board or in the recess of the deformed circuit board, and the circuit board, the deformed circuit board, and the plurality of cables connected to the connection electrodes on the second and third faces are located within a projection plane in an optical axis direction of the semiconductor package.
1634 | Method and apparatus for a compact and high resolution mind-view communicator | An embodiment of a mind-view communication apparatus includes a first portable unit and a second portable unit. The first portable unit includes an eyeglass frame, at least one first optical unit disposed on the eyeglass frame for capturing at least one scene image corresponding to a field of view of a user, and at least one second optical unit disposed on the eyeglass frame for capturing at least one eye image corresponding to at least a portion of at least one eye of the user. The second portable unit is in communication with the first portable unit and includes at least one processor configured for receiving the at least one scene image and the at least one eye image, determining a direction within the field of view to which the at least one eye is directed based upon the at least one eye image, and generating a subset of the at least one scene image based on the determined direction. | 1. A method for a multi-camera device, comprising the steps of: capturing a main scene image with a main camera, the main camera having a first field of view, and the main scene image having a first image resolution and a plurality of image pixels, capturing an auxiliary scene image with an auxiliary camera, the auxiliary camera having a second field of view, and the auxiliary scene image having a second image resolution and a plurality of image pixels, wherein the second image resolution being higher than the first image resolution, and the auxiliary scene image and the main scene image having an overlap area, wherein the overlap area corresponding to a subset of the scene that is within the field of view of the main camera and the field of view of the auxiliary camera, receiving the main scene image and the auxiliary scene image by at least one processor, selecting, based on a predetermined criterion, at least one subset of the main scene image having no image pixel in the overlap area, wherein the selected at least one subset of the main scene image corresponding to a subset of the scene that is not within the field of view of the auxiliary camera, utilizing the auxiliary scene image and the main scene image to increase the image resolution of the selected at least one subset of the main scene image having no image pixel in the overlap area, and transmitting the increased resolution image of the at least one subset of the main scene image having no image pixel in the overlap area.
1635 | Identification of the dominant nostril using thermal measurements | Brain activity, and in particular which hemisphere is relatively more effective, is correlated with the dominant nostril (i.e., the nostril through which most of the air is exhaled when breathing through the nose). Thus, identifying which of the nostrils is dominant may have various applications. Described herein are systems and methods for identifying the dominant nostril. In one embodiment, a system includes at least one inward-facing head-mounted thermal camera (CAM) and a computer. The at least one CAM does not occlude any of the user's mouth and nostrils and is used to take thermal measurements of first and second regions below the right and left nostrils (THROI1 and THROI2, respectively). The computer identifies the dominant nostril based on THROI1 and THROI2. Optionally, the computer detects, utilizing THROI1 and THROI2, the three-dimensional (3D) shape of the exhale stream from at least one of the nostrils. | 1. A system configured to identify the dominant nostril, comprising: at least one inward-facing head-mounted thermal camera (CAM) configured to take thermal measurements of first and second regions below the right and left nostrils (THROI1 and THROI2, respectively); wherein the at least one CAM does not occlude any of the user'ss mouth and nostrils; and a computer configured to identify the dominant nostril based on THROI1 and THROI2.
1636 | Systems and methods for optimizing parameters of orthopaedic procedures | Systems and methods for optimizing parameters of an orthopaedic procedure for a particular patient, including parameters relating to the anatomic and biomechanic fit of an implant or implant system implanted into the patient's joint. These systems and methods may utilize patient-specific information gathered pre-operatively in conjunction with optimization algorithms to determine an optimal implant design and an optimal position and orientation for implantation of the implant into the particular patient's joint. | 1. A computer-implemented method of optimizing parameters relating to a joint procedure involving the implantation of at least one orthopaedic implant into a joint of a particular patient, the method comprising: (a) receiving in a computer processor information concerning the particular patient, including: (i) information relating at least in part to a model of the particular patient'ss joint, including information defining at least in part a plurality of soft tissue attachment locations; (ii) information relating at least in part to an axis associated with the particular patient'ss joint in relation to the model of the particular patient'ss joint; (b) receiving in the computer processor information that defines at least one relationship relating a plurality of orthopaedic responses to a plurality of orthopaedic factors, wherein: (i) at least some of the plurality of orthopaedic responses each relate to at least one of a kinetic, kinematic, and soft tissue balance response of the joint; (ii) at least some of the orthopaedic factors relate to the received information concerning the particular patient; (iii) at least one of the orthopaedic factors relates to at least one of a position and an orientation of the orthopaedic implant relative to the joint; (iv) at least one of the orthopaedic factors relates to an articular surface shape geometry of the orthopaedic implant; and (v) each relationship defines at least one of the orthopaedic responses as a function of at least some of the orthopaedic factors; (c) in the computer processor, using the received information concerning the particular patient, and using the received information that defines the at least one relationship, automatically determining: (i) at least one of a suggested optimal position and a suggested optimal orientation for the orthopaedic implant relative to the particular patient'ss joint; and (ii) a suggested optimal articular surface shape geometry for the orthopaedic implant; (d) receiving in the computer processor information relating to a hierarchy of different implant options, the hierarchy including a plurality of general size option groups, wherein each of the general size option groups includes a plurality of anatomic size option groups, each of the anatomic size option groups includes a plurality of biomechanic size option groups, and each of the biomechanic size option groups includes at least one of the implant options, each implant option having a general size corresponding to the general size option group of which it is a member, an anatomic size corresponding to the anatomic size option group of which it is a member, and a biomechanic size corresponding to the biomechanic size option group of which it is a member; (e) in the computer processor, selecting one of the general size option groups; (f) in the computer processor, determining whether at least one of the automatically determined suggestions for the orthopedic implant is appropriate for use with the selected general size option group; and (g) outputting from the computer processor information concerning the at least one of the suggested optimal position and orientation for the orthopaedic implant and information concerning the suggested optimal articular surface shape geometry for the orthopaedic implant.
1637 | Multi-functional activity management system for elderly | A multi-functional activity management system for elderly utilizes prior art walking sticks to manage big data related to activity of elderly persons. In addition, new improvements have been made upon prior art walking sticks. By incorporating umbrella function into the walking stick, the stem portion becomes narrower and shorter, thereby making it easy to be inserted into the thin walking stick. New functions have been developed from the prior art walking sticks for better use by the elderly persons. | 1. A multi-functional activity management system for elderly, comprising a plurality of walking stick activity data-collecting terminals and a data management center; wherein each walking stick activity data-collecting terminal comprises a handle and a stem portion; a positioning module, an activity data collection module, and an activity data transmission module are disposed inside the handle; the positioning module is configured to track geographical location of the elderly in real time; the activity data collection module is configured to collect information of current geographical location of the elderly; the activity data transmission module is configured to transmit the information of current geographical location of the elderly to the data management center; the data management center comprises an activity data receiving module for receiving information of geographical location of the elderly sent from respective walking stick activity data-collecting terminals; and an activity data processing module for determining data information of activity of elderly according to geographical location information of respective elderly, and for analyzing and thereby obtaining activity data of elderly using said data information of activity of elderly; wherein for each walking stick activity data-collecting terminal: a top end of the stem portion is opened and recessed downwardly to form a first receiving chamber; a plurality of holding holes are defined evenly circumferentially in the stem portion at its top end; a downwardly faced second receiving chamber is defined in the handle at a location where the handle is connected to the stem portion; a plurality of spherical embossments are extended from an inner wall of the second receiving chamber; and the spherical embossments on the inner wall of the second receiving chamber of the handle of the walking stick are located into corresponding holding holes to form an integral walking stick; a plurality of guiding grooves are defined in the inner wall of the first receiving chamber; and the spherical embossments on the inner wall of the second receiving chamber of the handle of the walking stick are located into corresponding holding holes to form an integral walking stick; wherein a bottom of the first receiving chamber is a V-shaped or U-shaped bottom; and the downmost portion of the V-shaped or U-shaped bottom is provided with a draining hole communicated with outside environment.
1638 | Deep brain stimulation lead | The present disclosure discusses a system and methods for a deep brain stimulation lead. More particularly, the disclosure discusses a stimulation lead that includes one or more silicon based barrier layers within a MEMS film. The silicon based barrier layers can improve device reliability and durability. The silicon based barrier layers can also improve adhesion between the layers of the MEMS film. | 1. A neurological lead, comprising: a first polymeric layer; a metal layer disposed on the first polymeric layer, the metal layer comprising: a plurality of electrodes; a plurality of periphery traces, each of the plurality of periphery traces at least partially encircling a perimeter of a respective one of the plurality of electrodes; and at least two connection points coupling each of the plurality of periphery traces to a respective one of the plurality of electrodes; and a second polymeric layer disposed on the plurality of periphery traces.
1639 | Energy storage solution for an MRI system | The present disclosure relates possible implementations for utilizing energy storage elements in conjunction with a MRI system. Similarly, various associated control mechanisms are discussed. In certain embodiments, one or both of peak power shaving or energy backup may be facilitated by use of the energy storage elements. Certain such implementations may facilitate the use of higher-power MRI systems with an existing electrical infrastructure. | 1. A magnetic resonance imaging (MRI) system power architecture, comprising: an AC mains; a main distribution panel (MDP) connected to the AC mains; a rectifier having an AC link input and a DC link output; a power distribution unit (PDU) positioned between the MDP and rectifier; a plurality of loads connected to the DC link output, wherein the plurality of loads comprises at least a radiofrequency amplifier power supply and a gradient amplifier power supply; and one or more energy storage elements disposed between the rectifier and the plurality of loads and connected to the DC link output.
1640 | Medical device featuring cladded waveguide | Various surgical devices having integrated means of illuminating a surgical field are provided. Retractors, cannulas, suction devices and the like are disclosed having integrated optical waveguides coupleable to external lighting sources. The waveguides feature cladding layers configured to enhance transmission efficiency. | 1. A surgical illumination system for illuminating a surgical field comprising: an optical fiber; and an optical tip having a bore, wherein the optical fiber is disposed in the bore, and wherein the optical tip further comprises an output zone having a plurality of microstructures for directing light away from the optical tip towards the surgical field; an optical cladding layer provided on the output zone and comprising a mask pattern, wherein the mask pattern provides one or more uncladded regions within one or more areas covered by the optical cladding layer, wherein the plurality of microstructures comprises a plurality of prisms, the plurality of prisms configured to refract light passing therethrough, and wherein at least some of the plurality of prisms remain uncovered by the optical cladding layer.
1641 | System and apparatus for real-time processing of medical imaging raw data using cloud computing | The present invention relates to a system and apparatus for managing and processing raw medical imaging data. | 1. A system for generating reconstructed images comprising: a client computing device for generating raw image data for a subject, the raw image data comprising one or more image parameters; at least one database comprising: a list of modeling rules for selecting a target computational model based on image parameters included in the raw image data; and a network address location for each of a plurality of reconstruction systems, each reconstruction system executing at least one different target computational model to generate a reconstructed image data from the raw image data; and a computation power index associated with each of the reconstruction systems, the computation power index indicating computational capabilities of each reconstruction system; at least one processor; and an application comprising modules executable by the at least one processor to: process received raw image data from the client computing device to identify a target computational model based on the list of modeling rules; determine a computational load based on image parameters included in the received raw image data; identify a corresponding network address location for one of the plurality of the reconstruction system executing the target computational model, based on the associated computation power index and the computational load required for reconstructing the raw image data; transmit the received image data to the corresponding network address location for the reconstruction system associated with a computation power index capable of accommodating the required computation load, to generate reconstructed image data; and retrieve the reconstructed image data for display.
1642 | System and method for improving student learning by monitoring student cognitive state | A system and method for improving student learning includes learning material that is presented to a student and a device that is used to acquire physiological data from the student in real time during a learning session. A cognitive assessment algorithm determines a cognitive state of the student using the physiological data, and a learning action algorithm modifies the presentation of the learning material in response to the student's cognitive state. The learning material can include lectures, questions asked of the student or problems or activities being completed by the student. In one embodiment, the device directly measures the brain activity of the student to determine the student's cognitive state. The cognitive state of the student can include the student's cognitive load, engagement or fatigue. | 1. A system for improving student learning comprising: learning material having content for presentation to a student; an EEG system configured to measure a cognitive load of the student as the learning material is presented in a learning session; a device configured to measure physiological data of the student as the learning material is presented in the learning session, wherein the data includes at least three of a brain activity of the student, a measurement of the time it takes the student to read the material, a response time of the student to a request or question posed, a correctness of a response by the student, a total time the student has been engaged in learning, a position of gaze of the student and a posture of the student; a cognitive assessment algorithm configured to determine a cognitive state of the student based on the cognitive load and the physiological data; and a learning action algorithm configured to modify a continued presentation of the learning material in real time based on the cognitive state of the student.
1643 | Organ model for endoscope | An organ model for endoscope includes: a basic shape part formed by imitating a shape of a tubular organ; and a tissue holding part that holds a tissue piece and is detachably provided with respect to the basic shape part. The tissue holding part includes: a main body that is formed in a tubular shape and has a window part communicating with an internal space, on an outer peripheral surface; and a fixing member that fixes the tissue piece on the main body such that at least a portion of the tissue piece overlaps the window part. The main body is rotatable in a circumferential direction of the main body with respect to the basic shape part, in a state where the main body is attached to the basic shape part. | 1. An organ model for endoscope comprising: a basic shape part formed by imitating a shape of a tubular organ; and a tissue holding part configured to hold a tissue piece and is detachably provided with respect to the basic shape part, wherein the tissue holding part includes: a main body that is formed in a tubular shape and has a window part communicating with an internal space of the main body, the window being arranged on an outer peripheral surface of the main body; and a fixing member that is attached to the main body and is configured to fix the tissue piece on the main body such that at least a portion of the tissue piece overlaps the window part and a peripheral portion of the tissue piece overlapping the window part is fixed to a periphery of the window part; and wherein the main body is configured to be rotatable in a circumferential direction of the main body with respect to the basic shape part, in a state where the main body is attached to the basic shape part.
1644 | Amplifiers including tunable tunnel field effect transistor pseudo resistors and related devices | Neural signal amplifiers include an operational amplifier and a feedback network coupled between an output and an input thereof. The feedback network includes a tunnel field effect transistor ("TFET") pseudo resistor that exhibits bi-directional conductivity. A drain region of the TFET may be electrically connected to the gate electrode thereof to provide a bi-directional resistor having good symmetry in terms of resistance as a function of voltage polarity. | 1. A tunnel field effect transistor (&quot;TFET&quot;) pseudo resistor comprising: a source region having a first conductivity type; a drain region having a second conductivity type that is different from the first conductivity type; a channel region having the first conductivity type between the source region and the drain region; a lightly-doped region between the source region and the channel region; a source pocket region having the second conductivity type between the lightly-doped region and the channel region; a gate electrode on the channel region; and an electrical connection between the drain region and the gate electrode.
1645 | Electronic cigarette | The invention is related to an electronic cigarette comprises an atomizer and a battery rod connected with each other, a first connector and a second connector connect the atomizer and the battery rod, a fastener is arranged on the first connector, a butting groove is arranged on the second connector, a guide groove extending axially of the battery rod and a clamping groove extending circumferentially of the battery rod and communicated with the guide groove are arranged on the sidewall of the butting groove, the fastener is clamped into the clamping groove, a first magnetic member is arranged on the second connector, and a second magnetic member for attracting the first magnetic member to prevent the fastener-from being rotated back into the guiding groove is arranged on the first magnetic member. The electronic cigarette is firm in connection and simple in operation. | 1. An electronic cigarette comprises atomizer ( 10 ) and a battery rod ( 20 ) which are connected with each other, a first connector and a second connector for connecting the atomizer ( 10 ) with the battery rod ( 20 ) are arranged at where the atomizer ( 10 ) and the battery rod ( 20 ) are connected with each other; wherein a fastener ( 104 ) is arranged on the first connector, a butting groove ( 220 ) is arranged on the second connector, a guide groove ( 230 ) extending in an axial direction of the battery rod ( 20 ) and a clamping groove ( 210 ) extending in a circumferential direction of the battery rod ( 20 ) and communicating with the guide groove ( 230 ) are arranged on a sidewall of the butting groove ( 220 ), the fastener ( 104 ) is clamped into the clamping groove ( 210 ); and wherein a first magnetic member ( 202 ) is further arranged on the second connector, and a second magnetic member for attracting the first magnetic member ( 202 ) so as to prevent the fastener ( 104 ) from being rotated back into the guiding groove ( 230 ) is further arranged on the first connector; wherein the atomizer ( 10 ) comprises an atomizer electrode assembly, the first connector is the atomizer electrode assembly; wherein the battery rod ( 20 ) comprises an external battery rod electrode ( 201 ), the second connector is the external battery rod electrode ( 201 ); wherein the atomizer electrode assembly comprises an external atomizer electrode ( 101 ), an inner atomizer electrode ( 103 ) which is arranged in the external atomizer electrode ( 101 ), and an atomizer insulator ring ( 102 ) which is arranged between the external atomizer electrode ( 101 ) and the inner atomizer electrode ( 103 ); wherein the second magnetic member is the external atomizer electrode ( 101 ); wherein the first magnetic member ( 202 ) is contained in the external battery rod electrode ( 201 ), and encloses with an internal surface of the external battery rod electrode ( 201 ) to form the clamping groove ( 210 ); and wherein the first magnetic member ( 202 ) is a hollow cylinder, a fastening arm ( 222 ) is formed by axially extending from an end surface of the first magnetic member ( 202 ) towards the external atomizer electrode ( 101 )), the fastening arm ( 222 ) encloses with the internal surface of the external battery rod electrode ( 201 ) to form the clamping groove ( 210 ).
1646 | Compensation of motion in a moving organ using an internal position reference sensor | An apparatus for displaying a moving region of interest located within a body includes a positioning system to determine a position and orientation (P&O) of a medical device as well as to track, using an internal position reference sensor, the motion of the region of interest over time. A compensation function block generates a motion compensation function based on the motion of the region of interest, which is configured to compensate for the motion of the region of interest between a first time, for example a time at which an image was acquired and a second time, for example a time at which a P&O of the device was measured. The measured P&O is corrected using the compensation function. A representation of the medical device is superimposed on the image in accordance with the corrected P&O. | 1. A method for displaying a moving region of interest located within a body, comprising: obtaining an image of the moving region of interest at a first time corresponding to a first activity state of the region of interest; tracking the motion of the moving region of interest using a first invasive localization sensor configured to be associated with the moving region of interest such that the sensor moves with the region of interest wherein a positioning system is configured to acquire a series of region-of-interest position and orientation readings based on an output of the first localization sensor over a time interval; determining, using the positioning system, a device position and orientation of an invasive medical device at a second time corresponding to a second activity state of the region of interest wherein the second activity state is different from the first activity state; determining a displacement vector using the series of region-of-interest position and orientation readings wherein the displacement vector corresponds to the spatial movement of the region of interest that occurs between (i) the first time at the first activity state at which the image of the moving region of interest was obtained and (ii) the second time at the second activity state at which the device position and orientation was determined; adjusting, using a computer processing apparatus, the determined device position and orientation of the medical device that was obtained at the second time at the second activity state of the region of interest according to the determined displacement vector; and superimposing, using a superimposing processor, a representation of the medical device on the image in accordance with the adjusted device position and orientation.
1647 | Information processing device, recording medium, and information processing method | A non-transitory computer readable storage device includes a storage medium having a downloaded application stored therein. The downloaded application has instructions that when executed by processing circuitry configure the processing circuitry to receive sensor data from a sensor. The sensor is attached to a person or attached to an item used by the person. The processing circuitry also analyzes a motion pattern in the sensor data to identify a predetermined event in the motion pattern, the predetermined event captured in an image or series of images by an image capture device. | 1. A non-transitory computer readable storage device having computer-readable instructions of an application thereon which when executed by processing circuitry cause the processing circuitry to perform a method comprising: receiving sensor data from a sensor, the sensor being attached to a person or attached to an item used by the person; analyzing a motion pattern in the sensor data to identify a predetermined event in the motion pattern, the predetermined event being captured in an image or series of images by an image capture device; generating a control signal to control an image capture process in the image capture device to select the image or series of images; generating the control signal with information that specifies a time that serves as an image selection reference; and selecting a portion of a series of consecutive images captured before and after the predetermined event by skipping, at unequal intervals with reference to the predetermined event, some images of the series of consecutive images before and after the predetermined event.
1648 | Waterproof structure for implanted electronic device | A waterproof structure for an implanted electronic device is capable of preventing the liquid or moist from entering and damaging the circuit board of the electronic device. The waterproof structure includes a shell, a first material layer, a second material layer, and a third material layer. The first material layer covers at least a part of the implanted electronic device. The second material layer covers the first material layer. The internal space of the shell is configured for accommodating the implanted electronic device. The shell is made of PEEK (polyether ether ketone). The third material layer is disposed between the second material layer and the shell. | 1. A manufacturing method of a waterproof structure applied to a circuit board of an implanted electronic device, comprising steps of: forming a first material layer on the circuit board for covering at least a part of the circuit board; forming a second material layer for covering the first material layer; after forming the second material layer, disposing the circuit board, the first material layer and the second material layer in a shell, wherein the shell is made of PEEK (polyether ether ketone); and filling a third material layer between the second material layer and the shell.
1649 | System, apparatus and method for utilizing optical dispersion for fourier-domain optical coherence tomography | An apparatus can be provided which can include a laser arrangement which can be configured to provide a laser radiation, and can include an optical cavity. The optical cavity can include a dispersive optical first arrangement which can be configured to receive and disperse at least one first electro-magnetic radiation so as to provide at least one second electro-magnetic radiation. Such cavity can also include an active optical modulator second arrangement which can be configured to receive and modulate the at least one second radiation so as to provide at least one third electro-magnetic radiation. The optical cavity can further include a dispersive optical third arrangement which can be configured to receive and disperse at least one third electro-magnetic radiation so as to provide at least one fourth electro-magnetic radiation. For example, actions by the first, second and third arrangements can cause a spectral filtering of the fourth electro-magnetic radiation(s) relative to the first electro-magnetic radiation(s). The laser radiation can be associated with the fourth radiation(s), and a wavelength of the laser radiation can be controlled by the spectral filtering caused by the actions by the first, second and third arrangements. | 1. An apparatus, comprising: a laser arrangement which is configured to provide a laser radiation, and including an optical cavity which comprises: a dispersive optical first arrangement which is configured to receive and disperse at least one first electro-magnetic radiation so as to provide at least one second electro-magnetic radiation, an active optical modulator second arrangement which is configured to receive and modulate the at least one second radiation so as to provide at least one third electro-magnetic radiation, and a dispersive optical third arrangement which is configured to receive and disperse at least one third electro-magnetic radiation so as to provide at least one fourth electro-magnetic radiation, wherein the laser radiation is associated with at least one of the first, second, third or fourth radiations, and wherein at least one of the first arrangement or the third arrangement is a fiber Bragg grating (FBG).
1650 | Physical activity inference from environmental metrics | Portable devices include environmental sensors that generate metrics about the environment (e.g., accelerometers detecting impulses and vibration, and GPS receivers detecting position and velocity). Such devices often use environmental metrics to extract user input directed at the device by the user, and status information about the device and the environment. Presented herein are techniques for using environmental metrics to infer physical activities performed by the user while attached to the device. For example, jogging may be inferred from regular, strong impulses and typical jogging speed; walking may be inferred from regular, weak impulses and typical walking speed; and riding in a vehicle may be inferred from low-level vibrations and high speed (optionally identifying the type of vehicle ridden by the user). Based on these inferences, the device may automatically present applications and/or or adjust user interfaces suitable for the user's physical activity, rather than responsive to user input. | 1. A method for presenting a user interface for an application on an electronic device, comprising: detecting, using a sensor associated with the electronic device, at least one metric associated with an activity performed by a user wearing the electronic device; selecting a user interface mode based, at least in part, on the at least one metric associated with the activity; identifying a user interface presentation that is associated with the selected user interface mode; and presenting the user interface presentation on a display of the electronic device.
1651 | Method and system for detecting pilot incompetence based on vital signs and head mounted sensors | A system for monitoring a pilot's health is provided herein. The system may include: a head mounted device mountable to a head of a pilot; at least one vital signs sensor couplable to a body portion of said pilot and configured to obtain vital signs data associated with said pilot; at least one head sensor configured to obtain head-related data associated with the head of said pilot; and a computer processor configured to receive the vital signs data and the head-related data as an input and generate as an output, an indication of pilot incompetence, based on predefined criteria. | 1. A system comprising: a head mounted device mountable to a head of a pilot; at least one vital signs sensor couplable to a body part of said pilot and configured to repeatedly obtain in real time, vital signs data associated with said pilot; at least one accelerometer embedded within said head mounted device and configured to repeatedly obtain in real time head-related data associated with position and orientation of the head of said pilot; and a computer processor configured to: simultaneously receive the vital signs data, the head-related data and real-time platform data indicative of the platform controlled by said pilot as an input to a decision function, said platform data including linear and/or angular velocities of the platform and derivatives thereof; check the head-related data against the platform data; and generate as an output of the decision function, a prediction of pilot incompetence, before the pilot incompetence has occurred, based on said input and predefined criteria.
1652 | Determining food identities with intra-oral spectrometer devices | Devices, methods, computer-readable media, and systems for determining an identity of a food are disclosed. For example, a method may receive at least one property of at least one component in a sample of a food from an intra-oral device including a spectrometer, the at least one property obtained via the spectrometer, compares the at least one property to a plurality of food signatures, and determines the identity of the food based upon the comparing. In another example, a system may include an intra-oral device and a wireless device. The intra-oral device may include a spectrometer for measuring at least one property of at least one component in a sample of a food. The wireless device may include a processor for receiving the at least one property, comparing the at least one property to a plurality of food signatures, and determining the identity of the food based upon the comparing. | 1. An intra-oral device, comprising: a processor; a computer-readable medium storing instructions which, when executed by the processor, cause the processor to perform operations, the operations comprising: detecting an act of eating via a sensor of the intra-oral device; activating a spectrometer of the intra-oral device to measure at least one property of at least one component in a sample of a food, when the act of eating is detected; and transmitting the at least one property of the at least one component in the sample of the food to a wireless device via a wireless transmitter of the intra-oral device; and a chargeable battery for delivering electrical power to the intra-oral device, wherein the chargeable battery is charged via a motion of a mouth.
1653 | Method of manufacturing a jaw member of an electrosurgical end effector assembly | An end effector assembly for use with an electrosurgical instrument is provided. The end effector assembly has a pair of opposing jaw members. Each of the jaw members has a support base, an electrical jaw lead, and a sealing plate coupled to the electrical jaw lead. The sealing plate has a stainless steel layer and an electrically insulative layer. | 1. A method of manufacturing a jaw member of an electrosurgical end effector assembly, comprising: bonding an electrically insulative layer to a sheet of stainless steel; stamping the sheet of stainless steel to form an insulated tissue sealing surface; coupling an electrical lead to the formed insulated tissue sealing surface, the electrical lead adapted to connect the formed insulated tissue sealing surface to an energy source; engaging an exposed surface of the formed insulated tissue sealing surface to a support base; and overmolding an insulative material about the support base to secure the formed insulated tissue sealing surface thereto.
1654 | Choked dielectric loaded tip dipole microwave antenna | A microwave antenna assembly is disclosed. The antenna assembly includes a feedline having an inner conductor, an outer conductor and an inner insulator disposed therebetween. A radiating portion is also included having an unbalanced dipole antenna including a proximal portion and a distal portion that are of different lengths. The proximal portion includes at least a portion of the inner conductor and the inner insulator and the distal portion includes a conductive member. | 1. A microwave antenna assembly comprising: a feedline including an inner conductor, an outer conductor and an inner insulator disposed therebetween; a radiating portion including a dipole antenna having a proximal portion and a distal portion, wherein the proximal portion includes at least a portion of the inner conductor and the inner insulator and the distal portion includes a conductive member; a connection hub including a cable connector coupled to the feedline; an inlet fluid port; an outlet fluid port; a choke including an inner dielectric layer and an outer conductive layer, the choke disposed around at least a portion of the feedline; a tip having an insertion base and coupled to the distal portion of the dipole antenna; a solid dielectric loading disposed over the radiating portion and extending from the choke to the tip; and a coolant jacket disposed between the connection hub and the choke, thereby defining a chamber around the feedline, the chamber being adapted to circulate dielectric coolant fluid therethrough.
1655 | Automated caregiving device with prompting based on caregiver progress | A device for assisting a caregiver in delivering therapy to a patient, the device comprising a user interface configured to deliver prompts to a caregiver to assist the caregiver in delivering therapy to a patient; at least one sensor configured to detect the caregiver's progress in delivering the therapy, wherein the sensor is other than an electrode in an electrical contact with the body; a memory in which a plurality of different prompts are stored; a processor configured to determine which of the different prompts should be selected for delivery based on the progress detected by the sensor. | 1. A medical device for assisting a caregiver in delivering therapy to a patient, the medical device comprising: a user input device configured to initiate a call to an emergency response center (ERC) in response to actuation of the user input device; a user interface configured to provide a series of prompts, wherein the therapy comprises a series of steps in a protocol and wherein at least one of the series of prompts comprises an instruction for the caregiver to perform a step of calling the ERC by actuating the user input device; one or more sensors configured to detect whether one or more steps in the series of steps of the protocol have been completed in response to the series of prompts, wherein at least one of the one or more sensors is a sensor other than a therapy electrode; a memory in which the series of prompts is stored; and a processor configured to: select at least one prompt in the series of prompts based at least in part on whether the one or more steps in the series of steps of the protocol has been performed, and control the user interface to provide the selected at least one prompt as one or more of a visible prompt and an audible prompt.
1656 | Digital aroma cassette cartridge and matrix dispersion system for remote controls | The present invention is directed to a digital aroma system that provides a scented air on demand to various devices in various forms and user held devices including: remote controls, video game controllers and mobile computing devices. Dry fragrance infused substrates are contained in fragrance cartridges that are removably mounted in a cassette that is connected to a manifold that has airway passages that are connected to fans or pumps that are controlled by a computer processor. In response to a fragrance control signal or a fragrance trigger, the processor can selectively direct scented air having a specified fragrance to a system user. | 1. A digital aroma system comprising: a plurality of fragrance cartridges, each of the fragrance cartridges comprising: a cartridge housing; and a plurality of dry fragrance infused substrates within the cartridge housing; a cassette for holding the plurality of fragrance cartridges, the cassette having a manifold with air passages wherein each of the plurality of fragrance cartridges are individually removable from the cassette wherein each of the air passages has an air inlet and a scent outlet; a pump or a fan directing air through the air inlet in the manifold and transmitting some of the dry fragrance from one of the plurality of fragrance cartridges to the scent outlet; and a receiver for receiving digital aroma signals coupled to a processor that selectively controls a plurality of control valves that transmit the dry fragrances from the plurality of fragrance cartridges to the scent outlet.
1657 | Global standard template creation, storage, and modification | Methods and systems for a complete vehicle ecosystem are provided. Specifically, systems that when taken alone, or together, provide an individual or group of individuals with an intuitive and comfortable vehicular environment. The present disclosure includes a system to create, modify, and maintain profiles associated with users. The user profiles are generated based on selectively collecting data associated with the users. Although each user profile may include settings, preferences, habits, and content associated with an individual user and/or vehicle, some user profiles may represent multiple users. These user profiles can change a configuration of a vehicle to match settings for a user, such as a driver and/or passenger. The configurations may also include the recognition of a unique set of gestures for a user. Further, the user profiles can be transferred from vehicle-to-vehicle and/or user-to-user. | 1. A method, comprising: with a computer processor, retrieving a global standard vehicle template from a memory, the global standard vehicle template having information corresponding to at least one of a state and an arrangement of a feature associated with a vehicle; with a computer processor, adjusting, based at least partially on the information in the global standard vehicle template, the at least one of the state and the arrangement of the feature associated with the vehicle; with a computer processor, storing at least some of the information of the global standard vehicle template in a user profile memory associated with a user of the vehicle; with a computer processor, transferring the at least some of the information of the global standard vehicle template from the user profile memory to a different vehicle; with a computer processor, determining if the global standard vehicle template is compatible with the different vehicle and, if not, determining that conversion will be necessary; if conversion is determined to be necessary, with a computer processor, converting the at least some of the information of the global standard vehicle template to match characteristics associated with the different vehicle, wherein the conversion includes determining a template conversion factor; and if conversion is determined to be necessary, with a computer processor, adjusting, based at least partially on the conversion, at least one of a state and an arrangement of a feature associated with the different vehicle; further, in cases where the template conversion factor does not allow all of the information of the global standard vehicle template to match characteristics associated with the different vehicle, receiving settings made by the user in configuring the second vehicle and storing the settings along with the converted information.
1658 | Performance monitoring systems and methods | We have disclosed systems and methods for portable performance monitoring of an individual during a physical activity. The systems and methods may include an input device configured to receive position data. The systems and methods may also include a processor configured to determine location information for the fitness activity based on the position data. The systems and methods may also include a memory operatively coupled to the processor and storing computer readable instructions that, when executed by the processor, cause the system to determine weather information based on the location information, and to determine athletic performance information. The systems and methods may also include a display screen configured to display the weather information and the athletic performance information to the individual. | 1. A personal weather and athletic performance monitoring system configured to be carried by an individual engaged in a fitness activity, the system comprising: an input device configured to receive position data; a processor configured to determine location information for the fitness activity based on the position data; a memory operatively coupled to the processor and storing computer readable instructions that, when executed by the processor, cause the system to determine weather information based on the location information, and to determine athletic performance information; and a display screen configured to display the weather information and the athletic performance information to the individual.
1659 | Device and method for clinical data sampling and specimen banking | A system and method are described that allow the autonomous collection of relevant data and samples from a patient during a clinical trial or during routine care. Sampling is accomplished by drawing multiple samples into tubing, such as microfluidic tubing, and using a pump to move the samples through the tubing. A spacer fluid is provided to separate each sample and to prevent contamination between each. A microcontroller is used to control the operation of the pump and to gather data about the patient from the electronic medical record or other alternative inputs, and the sampling, including data from onboard sensors. | 1. A patient data and sample collection and banking system comprising: a tube capable of transporting a sample; a first pump coupled to the tube, wherein the first pump moves the sample through the tube; a spacer fluid; a second pump in fluid communication with the spacer fluid and connected to the tube, wherein the second pump is capable of injecting the spacer fluid into the tube; a sensor capable of differentiating between the sample and the spacer fluid contained within the tube, wherein the sensor generates a data signal; a microcontroller electrically connected to each of the sensor, the first pump, and the second pump, wherein the microcontroller sends control signals to the first pump and the second pump, causing the second pump to interpose the spacer fluid between the sample and an adjacent subsequent sample; and a communications interface connecting the microcontroller to a database, wherein the microcontroller is capable of receiving and transmitting data through the communications interface.
1660 | Signal processing device and noise strength determining method | A signal processing device ( 1 ) includes a noise generator ( 11 ) configured to have a noise strength set therein and to output a noise with a set noise strength; a noise adder ( 12 ) configured to add the noise to an input signal including a weak signal as a measurement target to generate a noise-added signal; a threshold processing circuit ( 13 ) configured to perform threshold processing on the noise-added signal; an evaluating circuit ( 20 ) configured to extract, from an output signal output from the threshold processing circuit, a pulse signal component that meets a pulse waveform condition and to evaluate the extracted pulse signal; and a strength setting circuit ( 31 ) configured to set, in the noise generator, a noise strength to a desired value based on an output from the evaluating circuit. | 1. A signal processing device comprising: a noise generator configured to have a noise strength set therein and to output a noise with a set noise strength; a noise adder configured to add the noise to an input signal including a weak signal as a measurement target to generate a noise-added signal; a threshold processing circuit configured to perform threshold processing on the noise-added signal; an evaluating circuit configured to extract, from an output signal output from the threshold processing circuit, a pulse signal component that meets a pulse waveform condition and to evaluate the extracted pulse signal; and a strength setting circuit configured to set, in the noise generator, a noise strength such that an evaluation result in the evaluating circuit represents a desired value, wherein the strength setting circuit sets the noise strength in the noise generator by, while a weak signal of a known pulse waveform shape is input in the noise adder, changing the noise strength set in the noise generator within a given range, obtaining a count number of a pulse signal component corresponding to each respective level of noise strength from a pulse counter that counts pulses based on the output signal from the threshold processing circuit, and determining a desired noise strength indicative of a count number corresponding to a desired SN ratio to be the noise strength for signal measurement.
1661 | Distributed augmented reality system | A distributed augmented reality system for producing rendered environment includes a neckband formed from a first arm, second arm, and computation compartment. A power source is embedded in the first and/or second arm, while a processor is embedded in the computation compartment of the neckband. The neckband may be capable of producing an AR, VR or MR environment, or any combination thereof. The neckband device may be used with a coupled eyewear device system encompassing a Near-Eye Display (NED) and/or secondary user device, which may also produce an AR, VR or MR environment, or any combination thereof. The neckband device may provide power and computation to the eyewear device, allowing for a reduced form factor AR/VR/MR eyewear device. | 1. A neckband device comprising: a first arm and a second arm; a power source embedded in the first arm, the power source configured to power an eyewear device that includes at least one sensor; a computation compartment connected to the first arm and the second arm, the computation compartment, the first arm and the second arm configured to conform to a user'ss neck; a processor embedded in the computation compartment, the processor configured to compute at least one value from the at least one sensor; and wherein the neckband device is communicatively coupled with the eyewear device.
1662 | Traffic news interface | One or more techniques and/or systems are provided for providing a traffic news interface. For example, a traffic news provider component may query traffic camera data and/or traffic incident data to identify traffic cameras and/or traffic incidents along a route of a driver. The traffic cameras and/or the traffic incidents may be ranked based upon a safety metric, a travel time sensitivity metric, an alternative route selection metric, a driving behavior pattern, a driver mood, a distance of a traffic camera or traffic incident from a current user location, and/or other information used to determine how relevant information from the traffic camera and/or a traffic incident is to this particular driver. A subset of traffic cameras and/or traffic incidents may be selected for inclusion within a traffic news interface based upon camera relevancy rankings and/or incident relevancy rankings. | 1. A system for providing a traffic news interface, comprising: a traffic news provider component configured to: identify a route of a driver from a starting location to a destination location; identify a current driver location of the driver along the route; query traffic camera data to identify a set of traffic cameras located along the route between the current driver location and the destination location; assign camera relevancy rankings to traffic cameras within the set of traffic cameras; select a subset of traffic cameras from the set of traffic cameras based upon the camera relevancy rankings; construct a traffic news interface populated with a route interface of the route and one or more traffic camera interfaces configured to display video streams associated with the subset of traffic cameras; and display the traffic news interface through a device associated with the driver.
1663 | Sports electronic training system, and applications thereof | A sports electronic training system, and applications thereof, are disclosed. In an embodiment, a portable performance monitoring system for monitoring an individual's performance during a physical activity includes a motion monitor adapted to be physically coupled to the individual during the activity and a portable electronic processing device adapted to be physically coupled to the individual during the activity. The portable electronic processing device includes a wireless personal-area network transceiver adapted for wireless communication with the motion monitor, a memory adapted to store workout program data, a processor adapted to determine performance information for the individual, and an output adapted to provide feedback to the individual based on the performance information and the workout program data. | 1. A portable performance monitoring system for monitoring an individual'ss performance during a physical activity, the portable performance monitoring system comprising: a motion monitor adapted to be physically coupled to the individual during the activity; and a portable electronic processing device adapted to be physically coupled to the individual during the activity, the portable electronic processing device comprising: a wireless personal-area network transceiver adapted for wireless communication with the motion monitor; a memory adapted to store workout program data for the activity, wherein the workout program data comprises a stride rate goal; a processor adapted to determine performance information for the individual; and an output adapted to provide real-time tactile feedback to the individual during the activity based on the performance information and the workout program data, wherein the real-time tactile feedback comprises pressure pulsations that correspond to the stride rate goal.
1664 | Object tracking for artificial vision | This invention concerns the tracking of objects in video data for artificial vision; for instance for a bionic eye. More particularly, the invention concerns a vision enhancement apparatus for a vision-impaired user. In other aspects, the invention concerns a method for enhancing vision and software to perform the method. The image processor operates to process video data representing images of a scene. Automatically detect and track a user selected object, such as a face, in the images. And, automatically modify the video data, by reserving a user selected area of the displayed images for displaying the tracked object as a separate video tile within the scene. The separate video tile remains in the selected area despite movement of the camera relative to the scene, or movement of the user relative to the object or the scene. | 1. A vision enhancement apparatus for a vision-impaired user, comprising an image processor arranged to: process high resolution video data representing images of a scene and display the resulting images to the user; automatically detect and track a user selected object in the images; and automatically modify the video data, by reserving a user selected area of the displayed images for displaying the tracked object as a separate video tile within the images of the scene to provide modified video data that includes: the displayed images of the scene that includes the tracked object; and the separate video tile, at the user selected area within the displayed images, to display the tracked object, wherein the tracked object remains displayed at the separate video tile despite movement of the user or the tracked object.
1665 | Dynamic beam aperture control to reduce radiation dose using collimator | A computed tomography (CT) apparatus to perform a CT scan with a reduced radiation, including: an X-ray source to direct a cone beam of X-rays toward a detector assembly with an object of interest situated between the source and the detector assembly; a multi-leaf collimator fixed with respect to the X-ray source and configured to dynamically limit the cone beam of X-rays directed toward the object of interest, the multi-leaf collimator comprising a plurality of leaflets to block impinging cone beam of X-rays; and the detector assembly to detect the directed X-ray beam on a side opposite to the X-ray source after the X-ray beam with the reduced solid angle passes through the object of interest. | 1. A computed tomography (CT) apparatus to perform a CT scan of an object of interest with a reduced radiation dose, the apparatus comprising: a detector assembly; a target ring configured to be positioned around the object of interest, wherein the target ring forms a plane; an X-ray source configured substantially perpendicular to the plane formed by the target ring, the X-ray source configured to direct a beam of X-rays toward the target ring such that the target ring directs the beam of X-rays toward the detector assembly with the object of interest situated between the target ring and the detector assembly; a multi-leaf collimator coupled to the target ring, the multi-leaf collimator configured to dynamically modulate the beam of X-rays directed toward the object of interest, the multi-leaf collimator comprising a plurality of leaflets, wherein a subset of the plurality of leaflets opens or closes to allow or block portions of the beam of X-rays to modulate the beam of X-rays by reducing or increasing a solid angle of the beam; wherein the modulated beam of X-rays is directed toward a predetermined portion of the object of interest; and wherein the detector assembly is fixed with respect to the X-ray source and configured to detect the modulated beam of X-rays on a side of the object of interest opposite to the X-ray source after the modulated beam of X-rays passes through the object of interest.
1666 | Sample analyzer and reagent information obtaining method | A sample analyzer and a method for obtaining reagent information are disclosed, wherein the sample analyzer analyzes a sample by using a reagent contained in a reagent container, comprising a first reagent container holder configured to hold a first reagent container containing a first reagent, a first electronic tag, on which a reagent information regarding the first reagent is recorded, attached to the first reagent container; a second reagent container holder configured to hold a second reagent container containing a second reagent, a second electronic tag, on which a reagent information regarding the second reagent is recorded, attached to the second reagent container; an antenna that is arranged between the first reagent container holder and the second reagent container holder, and is configured to receive a radio wave from each of the first and second electronic tags; and a reagent information obtainer unit configured to obtain the reagent information recorded on the first electronic tag based on a radio wave received from the first electronic tag, and to obtain the reagent information recorded on the second electronic tag based on a radio wave received from the second electronic tag. | 1. A sample analyzer that analyzes a sample by using a reagent contained in a reagent container, the sample analyzer comprising: a first reagent container holder having a substantially circular shape and being arranged rotatably around a center point in a plan view and configured to hold at least two first-type reagent containers each containing a first-type reagent, wherein the first reagent container holder comprises a first rotation drive portion that is individually controlled to drive the first reagent container holder, wherein each of the at least two first-type reagent containers has on an outer side surface thereof, a first electronic tag carrying reagent information including type information recorded on the first electronic tags for identifying that the reagent information is of the first-type reagent, and wherein the first reagent container holder is configured to hold the first-type reagent containers in an alignment in which the first electronic tags are oriented outward with respect to the center point; a second reagent container holder having a substantially circular shape and being rotatably arranged on an outer circumference of the first reagent container holder around the center point and configured to hold at least two second-type reagent containers each containing a second-type reagent, wherein the second reagent container holder comprises a second rotation drive portion that is individually controlled to drive the second reagent container holder, wherein each of the at least two second-type reagent containers has on an outer side surface thereof, a second electronic tag carrying reagent information including type information recorded on the second electronic tags for identifying that the reagent information is of the second-type reagent, and wherein the second reagent container holder is configured to hold the second-type reagent containers in an alignment in which the second electronic tags are oriented inward with respect to the center point; an antenna arranged in a space between the first reagent container holder and the second reagent container holder in the plan view, the antenna comprising a first surface and a second surface on an opposite side of the first surface and being configured to emit a reading radio wave from both of the first surface and the second surface of the antenna and to receive a response radio wave generated from any of the first and second electronic tags in response to the reading radio wave; an RFID module which retrieves the reagent information from the response radio wave received via the antenna; a detector which measures a component contained in a measurement sample prepared by the sample and at least one of the first-type reagent and the second-type reagent; and a controller configured to: control the first rotation drive portion to rotate and bring the first electronic tag of one of the at least two first-type reagent containers to a position in front of the first surface of the antenna when the one of the at least two first-type reagent containers is a target of reading a reagent information, control the second rotation drive portion to rotate and bring the second electronic tag of one of the at least two second-type reagent containers to a position in front of the second surface of the antenna when the one of the at least two second-type reagent containers is a target of reading a reagent information, cause the antenna to emit the reading radio wave and to receive the response radio wave including the reagent information generated in response to the reading radio wave by one of the first or second electronic tag associated with the one of the two first-type reagent containers or the one of the second-type reagent containers of the target of reading the reagent information positioned in front of the antenna, and store the reagent information retrieved from the response radio wave by the RFID module into a memory when the reagent type identified by the type information of the retrieved reagent information is equal to type information of the target of the reading the reagent information stored by the controller.
1667 | Wearable electronic patch with antenna enhancement | A wearable electronic patch with an enhanced radio antenna includes an antenna, radio circuitry, a base portion, a distal portion, and intermediate portion, and a spacer, configured to raise the antenna away from the base portion, and thus away from a wearer to improve radiation properties of the antenna. The spacer may be sized and shaped to expand from a compressed state, as it may be when the patch is packaged, to an expanded state that raises the antenna when it is applied to a wearer. Other aspects, embodiments, and features are also claimed and disclosed. | 1. A wearable electronic patch for biological monitoring of a wearer, comprising: an antenna; a base portion having a first surface configured to face the wearer and a second surface is opposite the first surface of the base portion; a distal portion spaced away from and opposed to the base portion and having a first surface configured to face the second surface of the base portion, wherein the antenna is secured to the distal portion, wherein the base portion is configured to be closer to the wearer than the distal portion when the wearable electronic patch is worn by the wearer; an intermediate portion joining the base portion and the distal portion; and a spacer configured to be disposed between the second surface of the base portion and the first surface of the distal portion when the wearable electronic patch is worn by a wearer, wherein the spacer is sized and shaped to expand from a compressed state for moving the antenna away from the base portion.
1668 | Methods for connecting a wire to a feedthrough pin and apparatus including a wire connected to a feedthrough pin by the method | Methods of connecting wires ( 126 ) to feedthrough pins ( 104 ) and apparatus including wires connected to feedthrough pins. | 1. A method, comprising the steps of: positioning a portion of a wire within a connector formed from a thin strip of electrically conductive material, a portion of which is mounted on an end surface of one of a plurality of feedthrough pins; and causing the thin strip of electrically conductive material to be secured to the portion of the wire such that the wire is electrically connected to the feedthrough pin.
1669 | Apparatus and method for communication and negotiation of charge rate between electronic smoking device and charger | Aspects of the instant disclosure relate to electronic cigarettes; more particularly, to electronic cigarettes and chargers. In various embodiments, the e-cigarette includes a power supply portion comprising a power supply, an atomizer/liquid reservoir portion comprising a liquid reservoir and an atomizer, the atomizer operable when connected to the power supply to atomize liquid stored in the liquid reservoir, and control electronics, where the control electronics are configured to execute a set of computer readable instructions to place the electronic smoking device in an operation mode, a communication mode, and a charge mode. Aspects of the disclosure are directed to a charger for an electronic smoking device. Aspects of the disclosure are further directed to a system comprising an electronic smoking device and a charger. Aspects of the disclosure are further directed to a method for charging an electronic smoking device. | 1. An electronic smoking device comprising: a power supply portion comprising a power supply, an atomizer/liquid reservoir portion comprising a liquid reservoir and an atomizer, the atomizer operable when connected to the power supply to atomize liquid stored in the liquid reservoir, and control electronics, wherein the control electronics are configured to execute a set of computer-readable instructions to place the electronic smoking device in an operation mode, a communication mode, a charge mode, light sleep mode, a low power sleep mode, a diagnostic mode, a stealth mode, an update mode, a full sleep mode, a travel sleep mode, and a deep sleep mode, wherein the light sleep mode uses less power than the operation mode and the low power sleep mode uses less power than the light sleep mode, and the deep sleep mode uses less power than the light sleep mode.
1670 | Wearable devices for sensing, displaying, and communicating data associated with a user | Embodiments of the present disclosure can comprise a wearable device for sensing, displaying, and communicating data associated with a condition of a user. In some embodiments, the wearable device can comprise a biometric sensor unit configured to sense biometric data associated with a physiological condition of the user, a display unit configured to display a visual representation of the sensed biometric data from the biometric sensor unit to the user, and a control unit operatively coupled to the biometric sensor unit and the display unit. The control unit may also comprise at least one processor configured to receive indications of the sensed biometric data and cause the display unit to display the at least one visual representation of the biometric data and a communication unit, the communication unit configured to transmit and/or receive information associated with the sensed biometric data. | 1. A wearable device at least partially attachable to headwear of a user, the wearable device for sensing, displaying, and communicating data associated with a condition of the user, the wearable device comprising: a biometric sensor unit configured to sense biometric data associated with a physiological condition of the user, the biometric sensor unit comprising an earpiece configured to be received by an ear of the user, the biometric sensor unit outputting sensed biometric data; a display unit configured to display at least one visual representation of the sensed biometric data to the user; and a control unit attachable to the headwear, the control unit comprising a housing and operatively coupled to the biometric sensor unit and the display unit, wherein the display unit is integrated with the housing and positioned such that when the control unit is attached to the headwear, the visual representation is displayed within a field of view of the user, the control unit comprising: at least one processor configured to receive indications of the sensed biometric data and cause the display unit to display the at least one visual representation of the biometric data to the user, and at least one communication unit, the communication unit configured to perform at least one of transmitting and receiving information associated with the sensed biometric data to and from a remote unit, respectively.
1671 | Respiratory monitors and monitoring methods | A respiratory monitor comprises: a first sensor ( 20, 70 ) configured to generate a respiration-related motion monitoring signal ( 72 ) indicative of respiration related motion; a second sensor ( 20, 22, 80, 82 ) configured to generate a sound monitoring signal ( 84 ) indicative of respiration-related sound; and a signals synthesizer ( 90 ) configured to synthesize a respiratory monitor signal ( 46 ) based on the respiration-related motion monitoring signal and the respiration-related sound monitoring signal. A sensor for use in respiratory monitoring comprises an accelerometer ( 30 ) and a magnetometer ( 32 ) together defining a unitary sensor ( 20 ) configured for attachment to a respiring subject ( 10 ) so as to move as a unit responsive to respiration related motion of the respiring subject. | 1. A respiratory monitor comprising: a sensor configured to generate a sensor signal indicative of both respiration-related motion and respiration-related sound, the sensor including: a single accelerometer configured for attachment to a respiring subject and measuring an acceleration A=G·cos(φ) where A is the acceleration measured by the accelerometer, G is the magnitude of the gravitation vector, and φ is an orientation angle of the accelerometer, a magnetometer coupled with the accelerometer such that the accelerometer and the magnetometer have a common orientation; and a signal processor configured to generate the sensor signal based on the acceleration measured by the accelerometer and a magnetometer signal output by the magnetometer; a first filter configured to generate a respiration-related motion monitoring signal indicative of respiration-related motion by extracting from the sensor signal a low frequency signal encompassing frequencies of respiration-related motion; a second filter configured to generate a sound monitoring signal indicative of respiration-related sound by extracting from the sensor signal a high frequency signal encompassing frequencies of respiration-related sound, the respiration-related sound monitoring signal being based on the high frequency signal; and a signals synthesizer configured to synthesize a respiratory monitor signal by combining the respiration-related motion monitoring signal and the respiration-related sound monitoring signal to form the respiratory monitor signal.
1672 | Systems and methods for monitoring and managing life of a battery in an analyte sensor system worn by a user | Systems and methods for analyte monitoring, particularly systems and methods for monitoring and managing life of a battery in an analyte sensor system worn by a user, are provided. | 1. An analyte sensor system configured to be worn by a user, comprising: an analyte sensor; a transceiver configured to transmit and receive wireless signals; a battery; and a processor configured to: measure a value indicative of a current power level of the battery, predict a remaining useful life of the battery based on the measured value and an assumed future usage of the analyte sensor system, wherein the assumed future usage is determined based on stored history of prior usage of the analyte sensor system, and wherein the prior usage is related to a number of data transmission events, and different types of data transmission events that occurred within a predetermined number of past update cycles, determine that the remaining useful life of the battery is below a predefined power level, and cause a change in one or more data transmission operations of the analyte sensor system.
1673 | Adjusting alarms based on sleep onset latency | In some implementations, a mobile device can adjust an alarm setting based on the sleep onset latency duration detected for a user of the mobile device. For example, sleep onset latency can be the amount of time it takes for the user to fall asleep after the user attempts to go to sleep (e.g., goes to bed). The mobile device can determine when the user intends or attempts to go to sleep based on detected sleep ritual activities. Sleep ritual activities can include those activities a user performs in preparation for sleep. The mobile device can determine when the user is asleep based on detected sleep signals (e.g., biometric data, sounds, etc.). In some implementations, the mobile device can determine recurring patterns of long or short sleep onset latency and present suggestions that might help the user sleep better or feel more rested. | 1. A method comprising: detecting, by a computing device, performance of sleep ritual activities associated with a user of the computing device, wherein the user'ss sleep ritual includes one or more activities that the user performs before going to bed; determining, by the computing device, a first time based on that the user has performed the user'ss sleep ritual, wherein the first time is when the user intends to sleep; detecting, by the computing device, biological signals corresponding to the user sleeping at a second time; calculating, by the computing device, a sleep onset latency duration based on the first time and the second time; determining, by the computing device, a historical sleep onset latency pattern based on the sleep onset latency; calculating, by the computing device, an actual sleep duration based on the sleep onset latency duration; generating, by the computing device, an adjustment suggestion when the sleep onset latency is of a short or long duration based on the actual sleep duration and the historical sleep onset latency pattern; and presenting the adjustment suggestion on a display of the computing device.
1674 | Appendage mountable electronic devices conformable to surfaces | Disclosed are appendage mountable electronic systems and related methods for covering and conforming to an appendage surface. A flexible or stretchable substrate has an inner surface for receiving an appendage, including an appendage having a curved surface, and an opposed outer surface that is accessible to external surfaces. A stretchable or flexible electronic device is supported by the substrate inner and/or outer surface, depending on the application of interest. The electronic device in combination with the substrate provides a net bending stiffness to facilitate conformal contact between the inner surface and a surface of the appendage provided within the enclosure. In an aspect, the system is capable of surface flipping without adversely impacting electronic device functionality, such as electronic devices comprising arrays of sensors, actuators, or both sensors and actuators. | 1. An appendage mountable electronic system, said system comprising: an elastomeric substrate having an inner surface and an outer surface, wherein the inner surface defines an enclosure capable of receiving an appendage having a curved surface, and the elastomeric substrate has a resting thickness that is less than 10 mm; a first electronic device supported by the inner surface; a second electronic device supported by the outer substrate, wherein the first and second electronic devices are in an opposed configuration with respect to each other and separated by a thickness of the elastomeric substrate to form a pressure sensor whose output varies as a function of elastomeric substrate thickness; each of the first and second electronic devices comprises one or more inorganic semiconductor components, one or more metallic components, or one or more inorganic semiconductor components and one or more metallic components, having a thickness less than 1 mm and a lateral dimension less than 5 mm, having: a net bending stiffness less that or equal to 1×108GPa pm3; and/or a net flexural rigidity less than or equal to 1×10−4Nm.
1675 | Wearable device | A wearable device is disclosed, including a microprocessor control unit, a first switch module, a Bluetooth module, and a multimedia module. The wearable device can be connected to a terminal device by using the Bluetooth module to share data, use data locally stored in the multimedia module, and monitor data corresponding to a preset event by using the microprocessor control unit. The wearable device integrates multiple functions, and connections between the modules can be switched according to an application scenario of the wearable device, to implement a quick transition between the functions, and to improve intelligence of man-machine interaction. | 1. A wearable device, comprising: a microprocessor, a first switch, a Bluetooth element, and a multimedia element, wherein the Bluetooth element, the multimedia element, and the microprocessor are all connected to the first switch; the Bluetooth element is configured to send a switch request to the first switch according to a received scenario notification; the first switch is configured to selectively establish a data transmission connection between a) the Bluetooth element and the multimedia element, and b) a data transmission connection between the Bluetooth element and the microprocessor, according to the switch request; and the multimedia element is configured to store and play a multimedia file, and the microprocessor is configured to monitor and store data corresponding to a preset event; wherein the scenario notification is a preset-event occurrence notification sent by the microprocessor, and the switch request is a second switch request; a general purpose input/output (GPIO) connection is established between the Bluetooth element and the microprocessor; the microprocessor is configured to send the preset-event occurrence notification to the Bluetooth element using the GPIO connection when detecting that a preset event occurs; the Bluetooth element is configured to: receive the preset-event occurrence notification sent by the microprocessor, and send the second switch request to the first switch according to the preset-event occurrence notification; and the first switch is configured to establish the data transmission connection between the Bluetooth element and the microprocessor according to the second switch request.
1676 | System and method for providing alerts optimized for a user | Systems and methods are disclosed that provide smart alerts to users, e.g., alerts to users about diabetic states that are only provided when it makes sense to do so, e.g., when the system can predict or estimate that the user is not already cognitively aware of their current condition, e.g., particularly where the current condition is a diabetic state warranting attention. In this way, the alert or alarm is personalized and made particularly effective for that user. Such systems and methods still alert the user when action is necessary, e.g., a bolus or temporary basal rate change, or provide a response to a missed bolus or a need for correction, but do not alert when action is unnecessary, e.g., if the user is already estimated or predicted to be cognitively aware of the diabetic state warranting attention, or if corrective action was already taken. | 1. A non-transitory computer readable medium, comprising instructions for causing a computing environment to perform a method of dynamically adjusting or tuning user alerts based on a cognitive awareness determination, thereby providing data relevant to treatment of a diabetic state warranting attention, the method comprising steps of: identifying a current or future diabetic state warranting attention, the identifying based at least partially on a glucose concentration value; estimating or predicting a cognitive awareness of a user of the identified current or future diabetic state warranting attention, wherein the cognitive awareness includes one or more of; and determining if the user has previously treated a like identified diabetic state warranting attention by taking an action without a user prompt; determining if the user has entered meal or bolus data, or has requested a bolus calculation; determining if user behavior is consistent with cognitive awareness; or receiving user input and basing the estimating or predicting at least in part on the received input; and if the result of the estimating or predicting is that the user is awake and is cognitively unaware of the identified current or future diabetic state warranting attention, then alerting the user with a user prompt on a user interface of a monitoring device, the user prompt indicating the diabetic state warranting attention, whereby the user is only alerted of the diabetic state warranting attention if and at a time that the user is unaware of the diabetic state warranting attention and that the notification is effective for the user; and wherein the alerting the user with the user prompt on the user interface of the monitoring device includes, if the user ignores a first alerting, then causing a user prompt on a second user interface of the monitoring device or causing a user prompt on a second user interface of a second device.
1677 | Implant unit delivery tool | An implant unit delivery tool is provided. The implant delivery tool may include a body, a holder disposed at a distal end of the body and adapted to hold an implant unit, and an implant activator associated with the body, the implant activator configured to receive power from a power source. The implant activator may be configured to selectively and wirelessly transfer power from the power source to the implant unit during implantation of the implant unit into the body of a subject to cause modulation of at least one nerve in the body of the subject, and determine a degree of nerve modulation response resulting from the selective and wireless transfer of power from the power source to the implant unit claims. | 1. A device for testing a sleep apnea implant during an implantation procedure, comprising: an implant activator configured to selectively transfer power to the sleep apnea implant during the implantation procedure to cause modulation of at least one hypoglossal nerve prior to final fixation of the sleep apnea implant to tissue, wherein the implant activator includes a power source, the power transferred to the sleep apnea implant is supplied by the power source, the power source is configured to wirelessly transfer power from the power source to the sleep apnea implant, and the implant activator is selectively moveable toward and away from the sleep apnea implant; and a slideable engagement portion configured to activate the implant activator to cause the implant activator to move from a first position at a first end of a track to a second position a predetermined distance at a second end of the track along a body of the device.
1678 | Snore module | A snore module device that simulates patients' breathing patterns by producing pressure and flow oscillations similar to those encountered in actual patients for use with a breathing simulator generating breathing waveforms and controller/interface includes a moving platen driven by a linear motor or voice coil providing changes in the aperture of a passage of air through an air gap by moving the platen relative to the ceiling of a chamber. | 1. A snore module comprising a chamber and a linear motor coupled to a movable platen, wherein the platen is adapted to create pressure oscillations in the chamber, wherein an aperture is formed between the platen and the chamber for the passage of air through the aperture, and wherein the snore module further comprises a controller, wherein the linear motor is in communication with the controller, and wherein movement of the platen is controlled by the controller that defines a variable air passage through the aperture.
1679 | Diaper prediction and correction system and method | The present disclosure provides diaper prediction and correction system and method. This system includes a diaper sensor, a server and a mobile device. The server is configured to store crowdsourcing data including a plurality of sensing criteria corresponding to a plurality of geographic regions, different genders, a plurality of ages, a plurality of diaper data. The mobile device is configured to execute a mobile application to pair with the diaper sensor and to transmit a location information, a wearer's sex and age, and a brand or a model of a diaper to the server, so that the server selects a corresponding sensing criterion from the sensing criteria and returns the corresponding sensing criterion to the mobile device, and the mobile device is based on the corresponding sensing criterion to determine whether a diaper sensing signal from the diaper sensor reflect that the diaper needs to be replaced. | 1. A diaper prediction and correction system, comprising: a diaper sensor; a server configured to store crowdsourcing data comprising a plurality of sensing criteria corresponding to a plurality of geographic regions, different genders, a plurality of ages, a plurality of diaper data; and a mobile device configured to execute a mobile application to pair with the diaper sensor and to transmit a location information, a wearer'ss sex and age, and a brand or a model of a diaper to the server, so that the server selects a corresponding sensing criterion from the sensing criteria and returns the corresponding sensing criterion to the mobile device, and the mobile device is based on the corresponding sensing criterion to determine whether a diaper sensing signal from the diaper sensor reflect that the diaper needs to be replaced.
1680 | Implantable device for the brain | The present invention consists of an implantable device with at least one package that houses electronics that receives input data or signals, and optionally, power, from an external system through at least one coil attached to the at least one package, processes the input data and delivers electrical pulses to neural tissue through at least one array of multiple electrodes that is/are attached to the at least one package. The invention, or components thereof, is/are intended to be installed in the head, or on or in the cranium, or on the dura, or on or in the brain. | 1. A neural stimulator comprising: a hermetic package enclosing electronics suitable to be implanted within a head; a flange defining a plurality of voids around the hermetic package suitable to accept screws adapted for mounting the hermetic package to the cranium; a return electrode formed as part of said hermetic package and electrically coupled to said electronics and a flexible thin film electrode array electrically coupled to said electronics suitable for direct contact with and direct stimulation of the brain including a flexible polymer base layer; patterned metal traces deposited on said flexible polymer base layer, the metal traces forming a bond pad portion connected to the hermetic electronics package, an electrode portion adapted for contact with the brain and a cable portion connecting the bond pad portion to the electrode portion; and a flexible polymer top layer deposited on said flexible polymer base layer and said metal traces and defining voids exposing said electrodes.
1681 | Mitigating false messaging in leadless dual-chamber pacing systems and other IMD systems | Implantable medical devices (IMDs), and methods for use therewith, reduce how often an IMD accepts false messages. Such a method can include receiving a message and measuring a message interval indicative of a length of time between when the message was received and when a preceding message was received. The method can also include determining, based on the measured message interval, whether the message was received within the message window, and determining whether to reject the message based on results thereof. The method can also include adjusting a temporal position of the message window based on the measured message interval. The method can further include determining a quality measure indicative of a quality of the message and/or a quality of a channel over which the message was received, and determining whether to reject the message based on the quality measure. | 1. For use by an implantable medical device (IMD), a method for reducing how often the IMD accepts false messages, the method comprising: receiving a message; measuring a message interval indicative of a length of time between when the message was received and when a preceding message was received; determining, based on the measured message interval, whether the message was received within a message window; determining whether to reject the message based on results of the determining whether the message was received within the message window; and adjusting a temporal position of the message window based on the measured message interval.
1682 | Cartridge for storing biosample capillary tubes and use in automated data storage systems | Embodiments of the disclosure relate to methods of storing and using biosamples with a cartridge that includes slots for storing biosample capillary tubes. The methods include providing access to a holder inside an enclosure of the cartridge, the enclosure having a same form factor as a data tape cartridge used in an automated tape library. The holder is configured to receive a plurality of capillary tubes in the holder, the capillary tubes including one or more biosamples. Exemplary methods may also include receiving capillary tubes in the cartridge, withdrawing capillary tubes from the cartridge, scanning and/or analyzing the capillary tubes and/or biosamples. Exemplary methods may additionally or alternatively include retrieving the cartridge from a storage slot of the automated tape library, loading the cartridge onto a drive of the automated tape library, and/or receiving and/or exporting a cartridge to/from the automated tape library via a mail slot. | 1. A method for storing biosample tubes in a cartridge, comprising: providing access to a holder inside an enclosure of the cartridge, the enclosure having a same form factor as a data tape cartridge used in an automated tape library; and wherein the holder is configured to receive a plurality of capillary tubes in the holder, the capillary tubes including one or more biosamples.
1683 | Blood sugar managing watch and blood sugar managing method | The present invention relates to a blood sugar managing watch and a blood sugar managing method. The blood sugar managing watch comprises: a housing having a wrist watch shape; a blood sugar strip connector installed on a side of the housing such that a blood sugar strip is to be connected thereto; and a blood sugar meter that is embedded in the housing and automatically activates a blood sugar measurement task to measure the blood sugar of blood on the blood sugar strip when the blood sugar strip is connected to the blood sugar strip connector. | 1. A blood sugar managing watch, comprising: a housing having a wrist-watch shape; a blood sugar strip connector installed on one side of the housing so as to be connected with a blood sugar strip; a blood sugar meter embedded in the housing, the blood sugar meter being configured to measure a blood sugar of blood on the blood sugar strip by automatically activating a blood sugar measurement task in response to the blood sugar strip being connected to the blood sugar strip connector; a device connector being installed on one side of an outer surface of the housing, the device connector configured to be connected with one device of a plurality of devices configured to measure biosignals; a communication interface unit installed inside of the housing, the communication interface unit configured to perform an interface function between the blood sugar managing watch and the one device connected to the device connector, the communication interface unit further configured to support different communication protocols for the plurality of devices; an interrupt handler installed at the housing; and a watch control unit installed inside of the housing, wherein the communication interface unit is configured to dynamically activate a communication protocol based on the one device connected to the device connector and perform communication based on the activated communication protocol, wherein the plurality of devices are configured to generate interrupt event signals having different interrupt frequencies which are previously set for each device of the plurality of devices, wherein one of the interrupt event signals is transferred to the interrupt handler from the one device connected to the device connector in response to the one device being connected to the device connector, wherein the interrupt handler is configured to count an interrupt frequency of the one of the interrupt event signals, and wherein the watch control unit is configured to automatically recognize the communication protocol, which the one device connected to the device connector supports, from among communication protocols supported by the communication interface unit based on the interrupt frequency counted by the interrupt handler and control the communication interface unit to activate the communication protocol.
1684 | Temperature stabilization for detector heads | An imaging system is provided that includes a gantry, plural radiation detector head assemblies, a cooling unit, and a manifold. The radiation detector head assemblies are disposed about a bore of the gantry. Each radiation detector head assembly includes a detector housing and a rotor assembly. The rotor assembly is configured to be rotated about an axis. The rotor assembly includes a detector unit that in turn includes an absorption member and associated processing circuitry. The cooling unit is mounted to the gantry and is configured to provide an output flow of air at a controlled temperature. The manifold is coupled to the cooling unit and the plural radiation detector head assemblies, and places the cooling unit and radiation detector head assemblies in fluid communication with each other. The output flow of air from the cooling unit is delivered to the plural radiation detector head assemblies. | 1. An imaging system comprising: a gantry having a bore therethrough; plural radiation detector head assemblies disposed about the bore of the gantry, each radiation detector head assembly comprising a detector housing; and a rotor assembly disposed within the detector housing and configured to be rotated about an axis, the rotor assembly comprising a detector unit comprising an absorption member and associated processing circuitry, wherein the absorption member and the associated processing circuitry are disposed within the detector housing; a cooling unit mounted to the gantry and configured to provide an output flow of air at a controlled temperature; and a manifold coupled to the cooling unit and the plural radiation detector head assemblies placing the cooling unit and plural radiation detector head assemblies in fluid communication with each other, wherein the output flow of air from the cooling unit is delivered via the manifold to the detector housings of the plural radiation detector head assemblies.
1685 | Single use AED | An automatic external defibrillator (AED) is described which is designed for use in a single cardiac emergency. If the AED is in standby for a year without being deployed, the AED is removed from service and replaced with another AED. The AED requires a rescuer only to deploy the electrodes on the torso of the victim; the AED turns itself on, performs rhythm analysis and delivers a shock if needed automatically. The AED thus requires no user controls. Preferably the AED requires no on-site maintenance, as the AED communicates its readiness for use to a remote monitoring site which responds to any problems detected by self-testing. In addition to its electro-resuscitation function, the AED can be used on the chest of the victim to administer CPR compressions. | 1. A method for maintaining an automatic external defibrillator, (AED), in readiness for use, the method comprising: providing an AED for storage, for a single use for a single rescue at a customer location, and for a predetermined period of time, the AED comprising a battery, wherein the battery has a capacity to support delivery of only a limited number of shocks for the single use; during storage of the AED prior to the single use and for up to a useful lifetime, coupling the AED to an external power source, and continually charging the battery at the customer location, wherein the AED is stored and maintained at the customer location ready for use to resuscitate a subject; self-testing the AED; monitoring based on the self-testing, a readiness for use of the AED; and electronically transmitting, based on the monitoring, a service message for returning the AED to a supplier in response to either (i) an end of the predetermined period of time, or (ii) prior to an expiration of the predetermined period of time, a single usage of the AED for a rescue, as indicated by a sensed deployment of a set of electrodes that are attached to the AED.
1686 | Apparel with ultrasonic position sensing and haptic feedback for activities | An article of apparel, a system, and methods include a fabric configured to conform to a body of a wearer. A plurality of ultrasonic positioning sensors are secured with respect to the fabric at a first set of predetermined locations, each of the ultrasonic positioning sensors configured to emit a sound wave configured to be detected by other ones of the plurality of ultrasonic positioning sensors and output an electronic signal indicative of having emitted or detected a sound wave. A plurality of feedback devices secured with respect to the fabric at a second set of predetermined locations, each of the feedback devices configured to output a feedback signal configured to be detectable by the wearer of the article of apparel. | 1. An article of apparel, comprising: a fabric configured to conform to a body of a wearer; a plurality of ultrasonic positioning sensors secured with respect to the fabric at a first set of predetermined locations, each of the ultrasonic positioning sensors configured to emit a sound wave configured to be detected by other ones of the plurality of ultrasonic positioning sensors and output an electronic signal indicative of having emitted or detected a sound wave, the electronic signal indicative of having detected the sound wave including an indication of a direction from which the sound wave was detected; and a plurality of feedback devices secured with respect to the fabric at a second set of predetermined locations, each of the feedback devices configured to output a feedback signal configured to be detectable by the wearer of the article of apparel; wherein a processor is configured to: determine positional values and directional values of the plurality of ultrasonic positioning sensors based, at least in part, on the electronic signals output by the plurality of ultrasonic positioning sensors; an cause at least some of the plurality of feedback devices to output the feedback signal based, at least in part, on a difference between the positional values and directional values as determined and a parameter set of an activity program.
1687 | Importing and analyzing external data using a virtual reality welding system | A real-time virtual reality welding system including a programmable processor-based subsystem, a spatial tracker operatively connected to the programmable processor-based subsystem, at least one mock welding tool capable of being spatially tracked by the spatial tracker, and at least one display device operatively connected to the programmable processor-based subsystem. The system is capable of simulating, in virtual reality space, a weld puddle having real-time molten metal fluidity and heat dissipation characteristics. The system is further capable of importing data into the virtual reality welding system and analyzing the data to characterize a student welder's progress and to provide training. | 1. A method for simulating welding activity, said method comprising: tracking a movement and orientation of a welding tool using an optical sensor during a simulated welding operation; generating a plurality of simulated welding parameters based on said movement and orientation of said welding tool; modeling, during said simulated welding operation, a simulated welding surface for a welding coupon; displaying said simulated welding surface on a first display device mounted in a helmet and second display device mounted in a simulated welding console; creating, during said simulated welding operation, a simulated welding arc between an emitting end of said welding tool and said simulated welding surface; simulating a creation of a weld puddle have real-time molten metal fluidity, real-time heat dissipation and real-time heat absorption characteristics during said simulated welding operation; modeling said simulated weld puddle such that regions of a surface of said simulated weld puddle have both a displacement value and a heat value; dynamically changing during said simulated welding operation each of said displacement values and heat values to display on each of said first and second display devices a simulated deposition of material into said simulated weld puddle, said dynamic changes to each of said displacement and heat values are based on said movement and orientation of said welding tool and on said plurality of simulated welding parameters, where said first and second display devices display a color for each of said regions which is based on said heat values; and displaying a simulated completed weld bead on said first and second display devices which is based on said movement and orientation of said welding tool, based on said simulated welding parameters and based on a cooling threshold value for a transition of said regions from a molten state to a solid state, wherein said displacement values are such that a solidified surface of said simulated completed weld bead is displayed above said welding surface of said welding coupon.
1688 | Hybrid image/scene renderer with hands free control | A system and method for converting static/still medical images of a particular patient into dynamic and interactive images interacting with medical tools including medical devices by coupling a model of tissue dynamics and tool characteristics to the patient specific imagery for simulating a medical procedure in an accurate and dynamic manner by coupling a model of tissue dynamics to patient specific imagery for simulating surgery on the particular patient. The method includes a tool to add and/or to adjust the dynamic image of tissues and ability to draw any geometric shape on the dynamic image of tissues and to add the shape into the modeling system. | 1. A modeling system for enabling a user to perform a simulated medical procedure, said system comprising: one or more computers; a display for displaying images to the user; a database for storing physical characteristics of the tissues of a particular patient; an image generator using one or more of said computers for executing software for generating a dynamic realistic image of the tissues of the particular patient for displaying on said display, wherein said realistic image of the tissues is provided showing an appearance including shadowing and textures indicative of the tissues of the particular patient; a database comprising a user tool library for providing a plurality of user tool models of actual user tools used in medical procedures; a user interface for accepting inputs from the user for selecting one of the user tool models; a user tool generator using one or more of said computers for executing software for generating a realistic tool image of the selected user tool model for displaying on said display; a user interface for accepting inputs from the user, said inputs for dynamically manipulating said selected user tool image for dynamically interacting with said realistic image of the tissues during the simulated medical procedure for display to the user on said display in real-time; and a user interface providing a tool to adjust the dynamic image of the tissues displayed on said display by adding or modifying features of said tissues for updating the display of tissues to compensate for anatomical structures that are in the actual biological tissue of the particular patient but are missing from the dynamic image of tissues originally displayed such that the dynamic image of tissues displayed are subsequently displayed on the display as integrated tissue with the added or modified features integrated with the dynamic image of the tissues originally displayed, wherein dynamic interaction between the user tool image and the image of the tissues, as added or modified, is displayed on said display providing realistic visual features exhibiting realistic mechanical interactions in the tissues including the added or modified tissues, said mechanical interactions based on the stored physical characteristics of the the tissues originally displayed.
1689 | Patch antenna assembly | A patch antenna assembly that includes a signal metal layer configured to emit linearly polarized electromagnetic energy to a receiving antenna implanted up to 12 cm underneath a subject's skin; a signal metal layer substrate on which the signal metal layer substrate is positioned; a ground plane located next to the signal metal layer substrate and further away from the subject's skin; a microstrip and capacitance adjustment pad metal layer substrate located next to the ground plane; and a microstrip and capacitance adjustment pad metal layer next to the microstrip and capacitance adjustment pad metal layer substrate, the microstrip and capacitance adjustment pad metal layer comprising: a capacitance adjustment pad configured to adjust a resonant frequency of the patch antenna assembly; and a microstrip attached to the capacitance adjustment pad and configured to induce the emitted electromagnetic energy to be linearly polarized along a longitudinal direction of the microstrip. | 1. A patch antenna assembly, comprising: a signal metal layer configured to emit linearly polarized electromagnetic energy to a receiving antenna implanted up to 12 cm underneath a subject'ss skin, and oriented to face the subject'ss skin when the patch antenna assembly is worn by the subject; a signal metal layer substrate on which the signal metal layer is positioned; a ground plane located next to the signal metal layer substrate and further away from the subject'ss skin than the signal metal layer when the patch antenna assembly is worn; a microstrip and capacitance adjustment pad metal layer substrate located next to the ground plane and away from the signal metal layer; and a microstrip and capacitance adjustment pad metal layer next to the microstrip and capacitance adjustment pad metal layer substrate and away from the signal metal layer, the microstrip and capacitance adjustment pad metal layer comprising: a capacitance adjustment pad configured to adjust a resonant frequency of the patch antenna assembly; and a microstrip attached to the capacitance adjustment pad and configured to induce the emitted electromagnetic energy to be linearly polarized along a longitudinal direction of the microstrip.
1690 | Four-stage circuit architecture for detecting pulsed signals | An electrical circuit includes a sensor configured to generate a current signal comprising a first portion comprising a contribution from a target source and/or a second portion comprising a contribution from sources other than the target source, a trans-impedance amplifier that amplifies the current signal and generate a low noise signal, and a high pass filter that converts the low noise signal into an AC signal having a positive amplitude, a negative amplitude, and a zero cross-over point between the positive and negative amplitudes. The circuit also includes a positive integrating amplifier that receives the positive amplitude of the AC signal and generates a positive integrated value over an integration period, and a negative integrating amplifier that receives the negative amplitude of the AC signal and generates a negative integrated value over the integration period. The circuit further includes at least one analog-to-digital converter that receives the integrated values. | 1. A system, comprising: a sensor configured to generate a current signal, the current signal comprising at least a first portion comprising a contribution from a target source and/or a second portion comprising a contribution from one or more sources other than the target source; a first stage comprising an amplifier configured to amplify the current signal to generate a first stage output signal; a second stage comprising a filter configured to convert the first stage output signal to a second stage output signal having a positive amplitude, a negative amplitude, and a zero cross-over point between the positive amplitude and the negative amplitude; a third stage comprising: a positive integrating amplifier configured to receive the positive amplitude of the second stage output signal and generate a positive integrated value, and a negative integrating amplifier configured to receive the negative amplitude of the second stage output signal and generate a negative integrated value; and a fourth stage comprising at least an analog-to-digital converter (ADC) configured to generate one or more digital values indicative of the first portion of the current signal based on the positive and negative integrated values.
1691 | Devices, systems and methods for authenticated intravascular device use and reuse | Devices, systems, and methods for reconditioning an intravascular device for reuse are provided. The method includes reading first security data from a memory of the intravascular device; determining if the intravascular device is authentic; generating second security data, when the intravascular device is authentic; and writing the second security data to the memory of the intravascular device. Devices, systems, and methods for authenticating an intravascular device for use are also provided. The method includes bringing an intravascular device into communication with a computing device, the intravascular device including a memory; determining if first security data is authentic; determining, when the first security data is authentic, if the intravascular device has been reconditioned; determining, when the intravascular device has been reconditioned, if the second security data is authentic base; and permitting, when second security data is authentic, use of the intravascular device in the clinical procedure. | 1. A system, comprising: an ultrasound imaging catheter configured to obtain image data of a lumen within a patient, the ultrasound imaging catheter comprising a memory configured for communication with one or more computing systems to access the memory to: permit an authorized first use and an authorized second use of the ultrasound imaging catheter in a first clinical procedure and a second clinical procedure, respectively; authorize the first use of the ultrasound imaging catheter during the first clinical procedure; permit reconditioning of the ultrasound imaging catheter, based on authorization with a key, after the first use of the ultrasound imaging catheter in the first clinical procedure; and authorize the second use of the ultrasound imaging catheter during the second clinical procedure.
1692 | Video load balancing system for a peer-to-peer server network | A live-feed video balancing system includes a peer-to-peer server network wherein each server communicates with the remaining servers of the peer-to-peer server network and each monitors corresponding performance criteria of a dedicated server of the peer-to-peer server network to define a hosting capacity for the dedicated server. The hosting capacity is communicated to the remaining servers and the servers cooperatively assess the corresponding hosting capacities from the monitoring servers to determine a potential hosting server having a first hosting capacity and the remaining servers have a range of second hosting capacities. The potential hosting server, in response to a hosting request, is placed in communication with an image capturing device that delivers the live video feed. The hosting server places the image capturing device in selective communication with the potential hosting server to deliver the live video feed to the customer terminal to define an active hosting server. | 1. A live-feed video balancing system comprising: a plurality of servers placed in communication to define a peer-to-peer server network, wherein each server of the peer-to-peer server network is placed in communication with each remaining server of the peer-to-peer server network, and wherein: each server of the peer-to-peer server network defines a monitoring server that monitors at least one corresponding performance criteria of a dedicated server of the peer-to-peer server network; each monitoring server defines a corresponding hosting capacity for the dedicated server, wherein the corresponding hosting capacity is based on the at least one corresponding performance criteria; each monitoring server communicates the corresponding hosting capacity of the dedicated server to the remaining servers such that the corresponding hosting capacity is communicated to the remaining servers at predetermined intervals; and the plurality of servers of the peer-to-peer server network cooperatively assess the communicated corresponding hosting capacities from all of the monitoring servers to determine a potential hosting server, wherein the potential hosting server has a first hosting capacity and the remaining servers have a range of second hosting capacities, wherein the first hosting capacity is greater than any of the corresponding hosting capacities within the range of second hosting capacities; the potential hosting server, in response to a request for a live video feed from a customer terminal, is placed in communication with an image capturing device that delivers the live video feed, the potential hosting server being adapted to place the image capturing device in selective communication with the potential hosting server to deliver the live video feed to the customer terminal to define an active hosting server.
1693 | Master node and operation method of the master node | An operation method of a master node, the method including transmitting, to a slave node, a first resource reservation information including packet information about a packet to be transferred between the master node and the slave node; allocating a radio resource corresponding to the first resource reservation information, for exchanging security information; transferring the packet using the allocated radio resource; and determining whether the packet was successfully transferred based on the packet information. | 1. A master node comprising: a scheduler configured to transmit, to a slave node, first resource reservation information, and to allocate a first radio resource corresponding to the first resource reservation information; an exchanger configured to transmit first security information of the master node to the slave node and receive first security information of the slave node using the allocated first radio resource; and a controller configured to determine whether the master node successfully receives the first security information of the slave node and the slave node successfully receives the first security information of the master node, and, based on the determination, generate second security information using the first security information of the slave node and the first security information of the master node, wherein the exchanger is further configured to transmit the generated second security information to the slave node and receive second security information of the slave node using second radio resource, and wherein the scheduler is further configured to transmit second resource reservation information to the slave node in response to the controller having determined that the master node does not successfully receive the first security information of the slave node or the slave node does not successfully receive the first security information of the master node, and to allocate a third radio resource corresponding to the second resource reservation information.
1694 | Extreme ultraviolet light generation system and method of generating extreme ultraviolet light | An extreme ultraviolet light generation system may include a laser system and a controller. The laser system may irradiate the first target with a first pulse laser beam to disperse the first target and produce a mist target, and irradiate the mist target with a second pulse laser beam. The controller may measure a mist diameter of the mist target and control, based on the mist diameter, at least one of time to emit the second pulse laser beam and energy of a first pulse laser beam to be used to irradiate the second target. | 1. An extreme ultraviolet light generation system configured to generate extreme ultraviolet light by irradiating a target with a pulse laser beam three times, the extreme ultraviolet light generation system comprising: a target supply device configured to supply a first primary target and supply a second primary target after the first primary target; a laser system configured to provide a pulse laser beam to each primary target supplied from the target supply device; and a controller, wherein the laser system is configured to: irradiate the first primary target with a first pulse laser beam to break and disperse the first primary target and produce a secondary target being a mist target; irradiate the secondary target with a second pulse laser beam to produce a tertiary target including at least vapor or pre-plasma; and irradiate the tertiary target with a third pulse laser beam to generate extreme ultraviolet light, and wherein the controller is configured to: measure a mist diameter of the secondary target; and control energy of a first pulse laser beam to be used to irradiate the second primary target based on the mist diameter.
1695 | Device for integrating a screen or monitor in a case | A device for integrating a monitor in a case comprises a support element made from plastic material and having a recess which corresponds to a predetermined visible area of the monitor. The support element includes a plurality of apertures which are arranged at a predetermined distribution outside the recess for passing through positioning and/or retaining elements and placing the support element at a predetermined position on a sheet-metal case in which the support element can be received, and a frame section which projects from a base area of the support element on a rear side thereof and is arranged in sandwich design for receiving components of the monitor. The components of the monitor received in the frame section are adapted to be fixed to the support element, and the support element is adapted to be fixed to the at least one of positioning or retaining elements on the sheet-metal case. | 1. A device for integrating a monitor in a sheet-metal case, the device comprising: a sheet-metal case having a plurality of positioning elements extending from a rear side of the sheet-metal case; a support element made from plastic material and having a recess corresponding to a predetermined visible area of the monitor, the support element comprising: a plurality of apertures arranged in a predetermined distribution outside the recess through which the plurality of positioning elements of the sheet-metal case pass to fix the support element to the sheet-metal case, wherein the support element is received within the sheet-metal case such that the support element is placed at a predetermined position on the sheet-metal case; a frame section projecting from a base area of the support element on a side of the support element facing away from the positioning elements of the sheet-metal case; and a plurality of elevations extending from the side of the support element facing away from the positioning elements of the sheet-metal case, the plurality of elevations arranged along a periphery of the frame section; components of the monitor, wherein the frame section is configured to receive the components of the monitor, and at least one component of the monitor has a securing element configured to engage with at least one of the plurality of elevations of the support element such that the components of the monitor are fixed to the support element; wherein the support element is arranged between the components of the monitor and the sheet-metal case.
1696 | WiFi-based person-identification technique for use in smart spaces | The disclosed embodiments relate to the design of a system that identifies a person. During operation, the system receives channel state information (CSI) for a set of orthogonal frequency division modulation (OFDM) subcarriers while the person moves in a region that includes two or more nodes that use the set of OFDM subcarriers to communicate with one another. Next, the system analyzes the CSI to obtain an analysis result. The system then determines the identity of the person based on the analysis result. | 1. A method for identifying a person, comprising: receiving channel state information (CSI) for a set of orthogonal frequency division modulation (OFDM) subcarriers while the person moves in a region that includes two or more nodes that use the set of OFDM subcarriers to communicate with one another; analyzing the CSI to obtain an analysis result that comprises a gait profile of the person; and determining the identity of the person based on the analysis result.
1697 | Biofeedback sensors in a body area network | Technologies for the sensing of biofeedback signals of a user include a body area network (BAN) system comprising one or more biofeedback sensors and one or more BAN controllers. The biofeedback sensors are configured to sense BAN signals, which may include biofeedback signals and body-coupled communication (BCC) signals. To facilitate communication, the biofeedback sensors may demultiplex the sensed BAN signals into biofeedback signals and incoming BCC signals. Similarly, the biofeedback sensors may multiplex outgoing BCC signals with sensed biofeedback signals. The BAN controller may communicate in a similar manner. Additionally, the BAN controller may process incoming BCC signals and provide feedback to the user based on BCC signals received from the biofeedback sensors. | 1. A biofeedback sensor for sensing biofeedback signals of a user, the biofeedback sensor comprising: a body interface wearable by the user to receive body area network signals; a signal multiplexer having an input coupled to the body interface of the biofeedback sensor to receive the body area network signals, a first output, and a second output, the signal multiplexer to demultiplex the body area network signals to produce one or more biofeedback signals at the first output and a body-coupled communication signal at the second output; and a plurality of sensor signal conditioning circuits coupled to the first output of the signal multiplexer, each of the plurality of sensor signal conditioning circuits to process a different type of biofeedback signal; and a body area network communication circuit coupled to the second output of the signal multiplexer, the body area network communication circuit to: determine whether the body-coupled communication signal is transmitted from a body-area network controller via the body of the user; process the body-coupled communication signal in response to a determination that the body-coupled communication signal is from the body-area network controller; determine whether the body-coupled communication signal includes a request for the biofeedback sensor from the body-area network controller to adjust the processing of the biofeedback signal; and control the plurality of sensor signal conditioning circuits, in response to a determination that the body-coupled communication signal includes the request for the biofeedback sensor to adjust the processing of the biofeedback signal, to select at least one of the plurality of sensor signal conditioning circuits to monitor and process a different type of biofeedback signal of the body area network signals different from a present type of biofeedback signal presently monitored by the biofeedback sensor.
1698 | Detection of metabolic disorders using wireless earpieces | A method for determining a status of a user utilizing wireless earpieces includes performing sensor measurements of a user utilizing at least optical sensors of the wireless earpieces, wherein the optical sensors detect metabolic abnormalities of the user, analyzing the sensor measurements, determining the status of the user utilizing at least sensor measurements from the optical sensors of the wireless earpieces, and communicating an alert to the user in response to there being a change in the status of the user. A wireless earpiece or set of wireless earpieces with optical sensors for detecting metabolic abnormalities are also provided. | 1. A method for determining metabolic abnormalities in a user utilizing wireless earpieces, comprising: performing sensor measurements of the user utilizing at least optical sensors of the wireless earpieces positioned against skin of the user, wherein the optical sensors detect skin pigmentation color indicative of metabolic abnormalities of the user; analyzing the sensor measurements to determine if the user exhibits metabolic abnormalities based on color of skin pigmentation using a processor of the wireless earpieces, the processor operatively connected to the optical sensors; determining by the processor of the status of the user utilizing at least sensor measurements from the optical sensors of the wireless earpieces; and communicating an alert to the user in response to there being a change in the status of the user.
1699 | Robotically-controlled motorized surgical instrument with an end effector | A surgical tool for use with a surgical system is disclosed. The surgical tool comprises a housing containing three drive motors and three non-concentric rotatable output members, a modular shaft assembly comprising three rotatable drive shafts coupled to the three non-concentric rotatable output members, an end effector comprising a first jaw and a second jaw, and a motion conversion assembly. The motion conversion assembly is operably coupled to one of the drive motors and an axial drive assembly. The motion conversion assembly is configured to convert a rotational motion of one of the three rotatable drive shafts to an axial motion. The application of the axial motion to the axial drive assembly approximates the first jaw from an open position to a closed position and performs an actuation stroke within the end effector. | 1. A surgical instrument, comprising: a housing comprising a plurality of motors; a modular shaft assembly extending distally from the housing, wherein the modular shaft assembly is detachably coupled to the housing; an end effector extending distally from the modular shaft assembly, the end effector comprising: a first jaw member configured to support a removable staple cartridge; and a second jaw member movable relative to the first jaw member between an open position and a closed position; an axially movable drive member in operable communication with the second jaw member; and at least three rotary drive shafts in operable communication with the plurality of motors, wherein: a first one of the at least three rotary drive shafts is in operable engagement with the axially movable drive member, wherein at least one rotational motion of the first one of the at least three rotary drive shafts causes the axially movable drive member to move the second jaw member relative to the first jaw member from the closed position to the open position; a second one of the at least three rotary drive shafts is coupled to a first gear assembly, wherein a rotational motion of the second one of the at least three rotary drive shafts is operable to cause an articulation of the modular shaft assembly; and a third one of the at least three rotary drive shafts is coupled to a second gear assembly, wherein a rotational motion of the third one of the at least three rotary drive shafts is operable to cause a rotation of the end effector.
1700 | Connectorized cochlear implant systems | An exemplary system includes 1) a cochlear implant module configured to be implanted within a patient and including cochlear implant circuitry configured to apply electrical stimulation representative of one or more audio signals to the patient, 2) a first connector assembly coupled to the cochlear implant module and configured to be implanted within the patient, the first connector assembly including a first set of induction coils, 3) an implantable module configured to be implanted within the patient, and 4) a second connector assembly coupled to the implantable module and configured to be implanted within the patient, the second connector assembly including a second set of induction coils. The first and second sets of induction coils are configured to form a multi-channel inductive link between the implantable module and the cochlear implant module. Corresponding systems are also disclosed. | 1. A system comprising: a cochlear implant module configured to be implanted within a patient and comprising cochlear implant circuitry configured to apply electrical stimulation representative of one or more audio signals to the patient; and a first connector assembly coupled to the cochlear implant module and configured to be implanted within the patient, the first connector assembly comprising a first set of induction coils and a first magnet; wherein the first connector assembly is further configured to be removably connected to a second connector assembly comprising a second set of induction coils and a second magnet and coupled to an implantable module in order to facilitate transfer of power between the implantable module and the cochlear implant module via the first and second sets of induction coils, the first and second magnets form a magnetic connection therebetween while the first connector assembly is connected to the second connector assembly, the magnetic connection configured to secure the connection between the first and second connector assemblies, and while the first connector assembly is connected to the second connector assembly the first and second sets of induction coils are configured to form a multi-channel inductive link between the implantable module and the cochlear implant module, each induction coil included in the first set of induction coils surrounds a common axis with a corresponding induction coil included in the second set of induction coils, and either each induction coil included in the first set of induction coils radially surrounds a corresponding induction coil included in the second set of induction coils or each induction coil included in the second set of induction coils radially surrounds a corresponding induction coil included in the first set of induction coils.
1701 | EMI filtered co-connected hermetic feedthrough, feedthrough capacitor and leadwire assembly for an active implantable medical device | A hermetically sealed feedthrough filter assembly is attachable to an active implantable medical device and includes an insulator substrate assembly and a feedthrough filter capacitor disposed on a device side. A conductive leadwire has a proximal leadwire end extending to a distal leadwire end, wherein the proximal leadwire end is connectable to electronics internal to the AIMD. The distal leadwire end is disposed at least partially through a first passageway of the feedthrough filter capacitor and is in contact with, adjacent to or near a device side conductive fill. A first electrically conductive material makes a three-way electrically connection that electrically connects the device side conductive fill to an internal metallization of the feedthrough filter capacitor and to the distal leadwire end. A second electrically conductive material electrically connects an external metallization of the feedthrough filter capacitor to a ferrule or an AIMD housing. | 1. A hermetically sealed feedthrough filter assembly attachable to an active implantable medical device (AIMD), the feedthrough filter assembly comprising: a) an insulator substrate assembly, comprising: i) an insulator body separating a first side from a second side; ii) a via hole disposed through the insulator body extending from the first side to the second side; iii) a conductive fill disposed within the via hole forming a filled via electrically conductive between the first side and the second side; iv) a first hermetic seal between the filled via and the insulator body; b) a ferrule, comprising: i) a conductive ferrule body defining a ferrule opening; ii) a second hermetic seal between the insulator body and the conductive ferrule body, wherein the ferrule opening is hermetically sealed by the insulator body; c) a feedthrough filter capacitor disposed on the second side, the feedthrough filter capacitor comprising: i) an active electrode plate disposed parallel and spaced from a ground electrode plate, wherein the plates are disposed within a capacitor dielectric substrate; ii) a first passageway disposed through the capacitor dielectric substrate and disposed perpendicular to the plates; iii) an internal metallization disposed within the first passageway electrically connected to the active electrode plate and in non-conductive relation with the ground electrode plate; iv) an external metallization disposed on an outside surface of the capacitor dielectric substrate and electrically connected to the ground electrode plate and in non-conductive relation with the active electrode plate; d) a conductive leadwire having a proximal leadwire end extending to a distal leadwire end, wherein the proximal leadwire end is connectable to electronics internal to the AIMD, and wherein the distal leadwire end is disposed at least partially through the first passageway of the feedthrough filter capacitor and is in contact with or adjacent to the second side conductive fill; e) a first electrically conductive material forming at least a three-way electrical connection electrically connecting the second side conductive fill to the internal metallization of the feedthrough filter capacitor and to the distal leadwire end; and f) a second electrically conductive material electrically connecting the external metallization of the feedthrough filter capacitor to the ferrule.
1702 | Smart device | An Internet of Thing (IoT) device includes a camera coupled to a processor; and a wireless transceiver coupled to the processor. Blockchain smart contracts can be used with the device to facilitate secure operation. | 1. An Internet of Things (IOT) device, comprising: a device unit having a blockchain address; an accelerometer coupled to the unit to detect acceleration; a wireless transceiver; a module for forming a smart contract with offer and acceptance terms with another machine; and a processor to identify the unit in a blockchain with the blockchain address and coupled to the transceiver and the accelerometer, the processor storing tamperproof events on the blockchain and executing terms of the smart contract stored in the blockchain generated by another machine.
1703 | Smart device | An Internet of Thing (IoT) device includes a body with a processor, a camera and a wireless transceiver coupled to the processor. | 1. A device, comprising: a processor coupled to a wireless transceiver; a camera to determine a distance, shape, or dimension of an object proximal to the device; an accelerometer to detect acceleration of the device; and a module to record the motion of the device, to compare and to render video responsive to a third-party or another device based on camera and accelerometer outputs.
1704 | System and a method for non-invasive data acquisition | The invention relates to a system for non-invasive data acquisition from a human or animal body 7 , comprising an antenna for irradiating a portion of the body, said antenna being connected to a source and a processor for collecting the data pursuant to the irradiation, wherein the antenna is a leaky wave antenna 1, 2, 3, 4 operable using a dielectric layer, the system being configurable so that the portion of the body 7 is at least partially used for the dielectric layer. | 1. A method for non-invasive data acquisition associated with at least one portion of a human or animal body portion, comprising: irradiating at least one portion of the body, using at least one leaky wave antenna comprising a waveguide associated with a surface of the at least one portion of the body, the waveguide comprising a slot in an electrically conductive plate, the irradiation being generated as a leaky wave; generating, using a source, a guided wave traveling along the slot, the at least one portion of the body coupling the guided wave to the leaky wave, whereby leakage from the guided wave occurs over a length of the slot, the at least one portion of the body being irradiated at a pre-determined frequency range such that reflected signals include measurement data associated with the at least one portion of the body with minimal undesirable reflection signals; receiving the reflected signals including the measurement data; transmitting the measurement data to a processor; processing the measurement data associated with the irradiation of the at least one portion of the body, the measurement data being used in identifying an anomaly related with the at least one portion of the body; and enabling a determination of informative data associated with the at least one portion of the body with minimized undesirable signal reflections, by suitably coupling radiation emitted from the at least one leaky wave antenna to the at least one portion of the body.
1705 | Software application transmission via body interface using a wearable device in conjunction with removable body sensor arrays system and method | A method for communicating data from wearable devices, the method includes sensing data with a wearable sensor worn by an individual and communicating the data from the wearable sensor to an earpiece worn by the individual. The method may further include communicating software instructions for analyzing the data sensed with the wearable sensor from the wearable sensor to the earpiece. An earpiece includes an ear piece housing, a processor disposed within the ear piece housing, a speaker operatively connected to the processor, and a microphone operatively connected to the processor. The earpiece is configured to receive at the processor the software instructions for processing data collected from one or more remotely located sensor devices from the one or more remotely located sensor devices and to process the data according to the software instructions. | 1. A method for communicating data from wearable devices, the method comprising: sensing data with a wearable sensor worn by an individual; communicating the data from the wearable sensor to an earpiece worn by the individual; communicating software instructions for analyzing the data sensed with the wearable sensor from the wearable sensor to the earpiece; and analyzing the data sensed with the wearable sensor at a processor of the earpiece using the software instructions.
1706 | Mobile law enforcement communication system and method | A communication system ( 200 ) provides a self-driving vehicle ( 122 ) having a plurality of processor controlled interface devices ( 230 ) that acquire input pertaining to a detainee and an infraction associated with the detainee located within the vehicle. The processor controlled interface devices ( 230 ) provide mobile law enforcement processing and proceedings of the detainee within the self-driving vehicle ( 122 ). The self-driving vehicle ( 122 ) automatically delivers the detainee to an approved location determined by the mobile law enforcement processes and proceedings. | 1. A communication system, comprising: a self-driving vehicle within which to detain a detainee by a law enforcement officer; a plurality of interface devices located within the self-driving vehicle, the plurality of interface devices configured to acquire input pertaining to the detainee within the self-driving vehicle and an infraction associated with the detainee while the law enforcement officer remains in the field; and an electronic processor located within the self-driving vehicle, the electronic processor programmed to receive the acquired input pertaining to the detainee and the infraction, and the electronic processor enabling mobile law enforcement processes and proceedings via the plurality of interface devices located within the self-driving vehicle, the mobile law enforcement processes and proceedings providing both a virtual assistant to the detainee along with an interface to an on-call, remote judge and attorney for real-time mobile adjudication of the detainee within the self-driving vehicle and further providing delivery of the detainee to an approved location determined by the mobile law enforcement processes and proceedings.
1707 | Passive tracking and prediction of food consumption | A passive nutrition tracking service automatically tracks food consumption over time for a user and for populations from a variety of food consumption sources, including food purchase input such as grocery loyalty shopping card data, restaurant dining data, estimates of food consumption within a household, estimates of free food intake and estimates of food pantry use. The tracking service also passively tracks and uses total energy expenditure information for the user, which describes the physical activity level, muscle and fat gain, and optionally waste output of the user. The tracking service analyzes the food consumption and user energy expenditure information and generates a food dietary history for the user, which includes calories and nutrient consumption estimated based on the analysis. The tracking service also generates a variety of personalized healthy lifestyle recommendations based on the analysis and presents the dietary history and personalized healthy lifestyle recommendations to the user. | 1. A computer-implemented method comprising: receiving loyalty information from a client device of a user of a tracking system, the loyalty information indicating that the user belongs to a loyalty program of a grocery store; receiving grocery information from a first computer server associated with the loyalty program, the grocery information describing a first plurality of food items that the user acquired at the grocery store; receiving restaurant information from a second computer server associated with a restaurant, the restaurant information describing a second plurality of food items that the user acquired at the restaurant, the restaurant information determined based on dish information programmed onto radio-frequency identification (RFID) tags coupled to receptacles each configured to contain at least one of the food items of the second plurality of food items; estimating a third plurality of food items included in a pantry of the user based on average pantry food item consumption according to survey responses of a population of users of the tracking system and a family size of the user; determining, using a database table including mappings of food items to numbers of calories, a total number of calories consumed by the user based at least in part on the first plurality of food items, the second plurality of food items, and the third plurality of food items; determining an energy expenditure of the user using sensor data from a physical activity tracker of the user and estimates based on activity of the population of users of the tracking system; and providing a recommendation based at least in part on the total number of calories consumed by the user and a number of calories used by the user according to the energy expenditure for display on the client device.
1708 | System and method for assisting a colorblind user | The disclosure proposes a system and method for assisting a colorblind user. The system comprises: a perspective display device for displaying an electronic image and/or allowing the user to view an actual image through the perspective display device; an image acquisition device for acquiring an electronic image corresponding to an actual image which can be viewed through the perspective device; and a processing system for, when the current processing mode of the system is a first display mode, processing the electronic image acquired by the image acquisition device to obtain a processed electronic image, and superimposing the processed electronic image on an actual image viewed through the perspective display device in a way of being aligned with the actual image and displaying it; wherein the processing the electronic image comprises: conducting an HSV space transformation for a target part in the electronic image corresponding to an area of a color in the actual image which can not be distinguished. | 1. A system for assisting a colorblind user, comprising: a perspective display device for displaying an electronic image and/or allowing the user to view an actual image through the perspective display device; an image acquisition device for acquiring an electronic image corresponding to an actual image which can be viewed through the perspective display device; and a processing system for, when a current processing mode of the system is a first display mode, processing the electronic image acquired by the image acquisition device to obtain a processed electronic image, and superimposing the processed electronic image on an actual image viewed through the perspective display device in a way of being aligned with the actual image and displaying it, wherein the processing the electronic image comprises: conducting an HSV space transformation for a target part in the electronic image corresponding to an area of a color in the actual image which can not be distinguished; wherein a way of the HSV space transformation comprises at least: y1=2/3(360−x)+45,x∈[315,360); y2=2/3x+45,x∈[0,45]; y3=5/6x+102.5,x∈[75,165]; wherein the range of the red hue is [315, 360] and [0, 45], the range of the green hue is [75, 165], y1, y2 and y3 are the hues of the pixels of the target part in the processed electronic image, and x is the hue of a pixel of the target part in the electronic image.
1709 | Swallowing simulation apparatus and method | A swallowing simulation apparatus that facilitate approximately reproducing an actual phenomenon of swallowing and allows quantifying a physical quantity related to a behavior and a physical property of an orally-ingested product is provided. The swallowing simulation apparatus 100 A comprises a head-and-neck modeling unit 10 configured to form a dynamic three-dimensional model of the head-and-neck 10 a that includes head-and-neck organs, an organ movement setting unit 30 configured to set movements of the respective head-and-neck organs in the dynamic three-dimensional model of the head-and-neck, an orally-ingested-product physical-property setting unit 40 configured to set an orally-ingested product as an analysis target and a physical property of the orally-ingested product, an input unit 81 configured to input a pseudo-orally-ingested product 20 formed by modeling the orally-ingested product to an oral cavity, a movement analysis unit 50 configured to analyze the movements of the respective head-and-neck organs in the dynamic three-dimensional model of the head-and-neck 10 a and a behavior of the pseudo-orally-ingested product 20 during swallowed in a three-dimensional space using a particle method, and a display unit 82 configured to display an analysis result of the movements of the respective head-and-neck organs and the behavior of the pseudo-orally-ingested product during swallowed that are analyzed by the movement analysis unit 50 on a movement screen. | 1. A swallowing simulation apparatus, comprising: an input unit; a display unit; a storage unit; and a computer storing, in a non-transitory computer readable medium, a swallowing simulator software including instructions which, when executed by the computer, causes the computer to control a head-and-neck modeling unit, an organ movement setting unit, an orally-ingested-product physical-property setting unit, and a movement analysis unit, and causes the computer to control: the head-and-neck modeling unit to form a dynamic three-dimensional model of a head-and-neck that includes head-and-neck organs; the organ movement setting unit to set a movement of each of the head-and-neck organs in the dynamic three-dimensional model of the head-and-neck; the orally-ingested-product physical-property setting unit to set an orally-ingested product as an analysis target and a physical property of the orally-ingested product; the input unit to input a pseudo-orally-ingested product formed by modeling the orally-ingested product to an oral cavity; the movement analysis unit to analyze the movement of each of the head-and-neck organs in the dynamic three-dimensional model of the head-and-neck and a behavior of the pseudo-orally-ingested product during swallowed, in a three-dimensional space using a particle method; and the display unit to display an analysis result of the movement of each of the head-and-neck organs and the behavior of the pseudo-orally-ingested product during swallowed that are analyzed by the movement analysis unit, on a movement screen wherein: the storage unit stores, in a non-transitory computer readable medium, the dynamic three-dimensional model of the head-and-neck and the analysis result, the computer controls the head-and-neck modeling unit to set the head-and-neck organ as a polygon or as a polygon and particles, and the computer controls the movement analysis unit to treat the pseudo-orally-ingested product as particles, the computer controls the head-and-neck modeling unit to set a model of a tongue as one of the head-and-neck organs to have a structure divided into n pieces of sector portions in a near-far direction, wherein n is an integer from 3 to 7, while a mental region of a mandible as an origin of a genioglossus is set to a pivot of sector, and the computer controls the organ movement setting unit to set movements of organs such that each of the sector portions is configured to vibrate in cooperation with one another while vibrations of different sector portions have predetermined phase differences in a radial direction so as to perform a traveling wave movement by movements of organs to transport the pseudo-orally-ingested product toward a far-side direction.
1710 | Arrangement for generating a proton beam and an installation for transmutation of nuclear wastes | The invention relates to an arrangement for producing a proton beam. This arrangement is characterized in that it is constituted by a laser driven accelerator of protons adapted to produce a beam of relativistic protons of 0.5 GeV to 1 GeV with a current in the order of tens of mA, such as a current of 20 mA. The invention can be used for transmutating nuclear waste. | 1. An arrangement for producing a proton beam of relativistic protons of 0.5 GeV to 1 GeV of energy, the arrangement comprising: a proton target, and a laser source focused on the proton target, configured to produce a beam of short pulses at an intensity greater than 1023W/cm2, the laser source comprising: an ultrashort pulse laser pulse oscillator for producing pulses, and a coherent amplification network system comprising a series of successive amplifier stages, each amplifier stage comprising: a bundle of single mode fiber amplifiers for amplifying the pulses produced by the laser pulse oscillator, each fiber amplifier comprising a plurality of optical fibers, the optical fibers being spaced from one another, and a cooling medium flowing between the fibers, wherein a bundle of one of the successive amplifier stages comprises optical fibers obtained by splitting of optical fibers of a preceding stage, the coherent amplification network system further comprising a downward end portion comprising a last amplifier stage comprising: an amplifying fiber section having optical fibers separated from each other to allow cooling of the optical fibers, and an output bundle section comprising a transport fiber section of a smaller diameter than the amplifying fiber section, comprising optical fibers of a loss lower than that of optical fibers of the amplifying fiber section.
1711 | Rapid charging and power management of a battery-powered fluid analyte meter | A system and method is described for rapid charging and power management of a battery for a meter. A charger component is operably associated with the meter and is capable of executing a rapid charge algorithm for a rechargeable battery. The algorithm includes monitoring for a connection to an external power source and implementing a charging routine of a battery at a first charge rate and then at a second charge rate. The second charge rate is lower than the first charge rate. A temperature rise in the rechargeable battery due to the first charge rate has a negligible heat transfer effect on the fluid sample. The meter can also include a power switch for controlling current flow to a battery fuel gauge. The power switch is open when the meter enters into a sleep mode. The state of battery charge is determined after the meter exits the sleep mode. | 1. A blood-glucose meter adapted to determine a blood-glucose concentration of a fluid sample, the meter comprising: a housing defining a port sized to receive at least a portion of a test sensor; a rechargeable power source at least partially disposed within the housing; and one or more processors disposed within said housing, said one or more processors configured to implement a charge process for charging the rechargeable power source, said charge process including rapid charging of said recharageable power source at a first charge rate until a first predetermined event occurs and thereafter charging said rechargeable power source at a second charge rate that is lower than said first charge rate, wherein implementation of said charge process minimizes temperature rise in said meter such that said temperature rise is negligible to a temperature-sensitive blood-glucose concentration test.
1712 | Inductive rotary joint with multimode inverter | An inductive power transfer circuit or inductive rotary joint has an inductive rotating coupler with a primary side and a primary winding rotatably arranged against a secondary side and a secondary winding. The secondary side is connected via a rectifier to a load. The stray inductance of the coupler together with a resonance capacitor a series resonance circuit having a series resonance frequency. An inverter in a full bridge circuit is provided for converting a DC input voltage into an AC voltage. The inverter is operable in a full bridge mode to deliver a high power level and in a half bridge mode to deliver a low power level. This results in a broad dynamic range, soft power on and improved safety, as switching between the modes may be controlled by a simple hardware. | 1. An inductive power transfer circuit comprising an inductive rotating coupler having a primary side rotatably arranged against a secondary side, the primary side comprising at least a primary winding the secondary side comprising at least a secondary winding that is connected to a rectifier configured to deliver a DC output, the inductive rotating coupler further having a stray inductance; a resonance capacitor coupled in series with at least one of the primary winding and secondary winding the resonance capacitor forming a series resonance circuit together with the stray inductance defining at least one series resonance frequency, an inverter configured to convert a DC input voltage from a DC voltage source into an AC voltage, the inverter including at least four semiconductor switches that form a first branch of a first switch and a second switch and a second branch of a third switch and a fourth switch in a full bridge circuit, and a control circuit configured to generate control signals to control the at least four semiconductor switches, the control circuit being configured to generate control signals for a full bridge mode operation wherein alternatingly are closed the first switch together with the fourth switch, and the second switch together with the third switch, wherein the control circuit is further adapted to generate control signals for a half bridge mode operation, in which one switch of one of the first and second branches is closed to connect an inverter output to either a positive output of the DC voltage source or a negative output of the DC voltage source, and switches of the other of the first and second branches are closed alternatingly, and wherein the half bridge mode operation is initiated by independent and asynchronous depowering of one of drivers of one half bridge by a circuit that is independent from a bridge control circuit, wherein the control circuit is adapted to generate control signals for the half bridge mode operation for a given time and to switch later to a full bridge mode operation, wherein the control signals start with a low-duty cycle, which is increased with time.
1713 | Rechargeable implantable cardioverter defibrillator | Rechargeable implantable cardioverter defibrillator including a hermetically sealed can and at least one lead, coupled with the hermetically sealed can, the hermetically sealed can including at least one high voltage capacitor, an electronic circuit, coupled with the high voltage capacitor and a rechargeable battery, coupled with the electronic circuit and the high voltage capacitor, an outer surface of the hermetically sealed can including an active section and a non-active section, the non-active section being electrically insulated from the active section, wherein a surface area of the active section acts as at least one of an electrode with the lead for forming an electric shock vector for applying a high voltage shock and a sensor for sensing electrical activity and wherein a surface area of the non-active section acts as at least one antenna for transmitting and receiving information wirelessly while also receiving electromagnetic energy to inductively charge the rechargeable battery. | 1. Rechargeable implantable cardioverter defibrillator (ICD) comprising: a hermetically sealed can; and at least one lead, coupled with said hermetically sealed can, said hermetically sealed can comprising: at least one high voltage capacitor; an electronic circuit, coupled with said at least one high voltage capacitor; and a rechargeable battery, coupled with said electronic circuit and said at least one high voltage capacitor; an outer surface of said hermetically sealed can comprising: an active section; and a non-active section, said non-active section being electrically insulated from said active section, wherein a surface area of said active section acts as at least one of an electrode with said at least one lead for forming an electric shock vector for applying a high voltage shock and a sensor for sensing electrical activity; wherein a surface area of said non-active section acts as at least one antenna for transmitting and receiving information wirelessly while also receiving electromagnetic (EM) energy to inductively charge said rechargeable battery; and wherein when implanted inside a patient, said active section is placed proximal to the heart of said patient and said non-active section is placed proximal to the skin of said patient.
1714 | Communications in a medical device system with temporal optimization | Systems and methods for managing communication strategies between implanted medical devices. Methods include temporal optimization relative to one or more identified conditions in the body. A selected characteristic, such as a signal representative or linked to a biological function, is assessed to determine its likely impact on communication capabilities, and one or more communication strategies may be developed to optimize intra-body communication. | 1. A first medical device comprising a communication module for communicating with a second implantable medical device and a controller operatively coupled to the communication module for at least one of receiving or transmitting messages, the controller configured to optimize communication by: identifying a first characteristic having a possible impact on communication success; selecting a first condition of the first characteristic on which to trigger an attempt at communication; determining that the first condition of the first characteristic is present and attempting communication with the second implantable medical device; assessing whether the attempted communication was successful; and if the attempted communication was not successful, associating the first condition and first characteristic with a reduced likelihood of communication success; wherein the first characteristic is a status of a cyclic biological phenomenon and the first condition is the occurrence of a recurring event in the cyclic biological phenomenon.
1715 | Neutrino communication system | An advanced communications system comprising an emitter and an improved receiver (detector) utilizing modulated beams of neutrino and antineutrino waves as information carriers between the emitter and the receiver. Generation of modulated neutrino and antineutrino beams in the emitter is achieved by a laser-like medium, while detection and demodulation of the neutrino and antineutrino beams is accomplished by a second laser-like medium which registers the flux (or fluence) of modulated neutrinos and antineutrinos passing there-through by means of resonant stimulated deexcitation of lasable excited states. In addition to the information transmission utilization, the neutrino emitter and receiver (detector) system may also be employed to gather information by the probing of internal earth structures. Such structures cause measurable refractions and retardations of the propagated pulses of monochromatic coherent neutrino waves traveling through the earth between the emitter and receiver (detector), at certain predetermined neutrino frequencies. | 1. A neutrino communication system comprising: a. a first emitter means for generating a first coherent neutrino-antineutrino beam comprising a neutrino and antineutrino beam co-generated with lasing photons in a laser medium due to atomic transitions between no more than two atomic quantum energy levels; b. a first receiver means configured to receive said first coherent neutrino-antineutrino beam; c. wherein said first emitter means comprises a first laser operating at a first frequency, said first receiver means comprises a second laser operating at a second frequency wherein said second frequency is half the value of said first frequency, and, d. wherein said neutrino and antineutrino beams travel through solid matter selected from the group consisting of mountains, oceans, and the earth.
1716 | Light device and system for providing light to optical scopes | A system and method for providing light to an optical scope having a lightport. A light device connects a camera to an optical scope and supplies light to the scope while allowing for scope rotation. The light device has a proximal end attached to the distal end of the camera, a distal end adapted to be attached to and detached from the scope, and a light source. The light source may be powered by electrical power received from the camera. A light cable extends from the light device and has a distal end adapted to be attached to and detached from the light post on the scope to supply light to the scope. The distal end of the light device is rotatable with respect to the distal end of the camera such that the light cable is able to rotate about the optical axis of the camera. | 1. A system for providing light to an optical scope having a light port, the system comprising: a camera having a distal end and an optical axis extending from its distal end; a light device including: a proximal end attached to the camera; a distal end adapted to be attached to and detached from the optical scope; a light source powered by electrical power received from the camera; and a light cable extending from the light device and having a distal end adapted to be attached to and detached from the light port on the optical scope to provide light to the light port; wherein the distal end of the light device is rotatable with respect to the distal end of the camera such that when the light device is attached to the camera, and the optical scope is attached to the light device with the light cable attached to the light port, the light cable and the optical scope are allowed to rotate around the optical axis of the camera; and wherein the camera comprises a first transceiver; and the light device comprises a second transceiver that wirelessly couples to the first transceiver when brought in proximity thereto and wirelessly receives the electrical power from the first transceiver; the first transceiver further adapted to transmit control signals to the light device, and the second transceiver further adapted to receive the control signals; wherein the light source comprises a plurality of light emitters with different spectral characteristics, the emitters being selectively activatable to vary the spectral content of the light in response to selected control signals provided through the first and second transceivers, the light source being integrated into the distal end of the light cable, and further includes a light pipe extending from an emitting face of a beam combiner and positioned at the distal end of the light cable such that when the light cable is attached to the light port of the optical scope, the light pipe optically couples the light source and the light port.
1717 | System and method for composing function programming for adult toy operation in synchronization with video playback | A method for programming a tactile stimulation device includes displaying a video playback scrubber showing a video in conjunction with a timeline and providing navigation controls for playing, advancing, and regressing the display of the video. A control panel for selecting an operational mode of the tactile stimulation device is displayed concurrently with the video playback scrubber. Commands are received either via the displayed control panel or by keyboard, each of the commands selects the operational mode and an associated period of time. Each of the commands is graphically represented on the displayed timeline according to the selected periods of time. The commands are saved, along with the associated selected periods of time, either as an independent file or annotated within the video file. | 1. A method for programming a tactile stimulation device, comprising: displaying a video playback scrubber, the video playback scrubber being configured to display a video file of a pre-recorded video in conjunction with a timeline showing a time and relative position of a present frame of the video file and providing navigation controls for playing, advancing, and regressing the display of the video file; displaying a control panel for selecting at least one operational mode of the tactile stimulation device concurrently with the displaying of the video playback scrubber; receiving one or more commands for the tactile stimulation device, either via the displayed control panel or by keyboard, each of the one or more commands for the tactile stimulation device selecting the operational mode of the tactile stimulation device for a selected period of time within the pre-recorded video; graphically representing each of the received one or more commands for the tactile stimulation device on the displayed timeline according to their selected periods of time within the pre-recorded video; annotating the video file with the received one or more commands for the tactile stimulation device according to the associated selected periods of time within the pre-recorded video; storing or accessing the annotated video file on a host device that is connected to a display device and wirelessly paired to the tactile stimulation device that is separate and distinct from the tactile stimulation device; and using the host device to display the annotated video file on the display device as an operation of the tactile stimulation device is controlled according to the one or more commands and the associated selected periods of time.
1718 | Method of adjusting ambient sound for earphone, earphone and terminal | The present invention discloses a method of adjusting ambient sounds for an earphone. The earphone collects ambient sounds using at least one microphone. The method includes: determining an adjustment type and an adjustment amount for the collected ambient sounds; and adjusting, according to the determined adjustment type, the collected ambient sounds by the determined adjustment amount. The present invention also provides an earphone. | 1. A method of adjusting ambient sounds for an earphone, wherein the earphone collects ambient sounds using at least one external microphone, and the method comprises: determining an adjustment type and an adjustment amount for the collected ambient sounds; and adjusting, according to the determined adjustment type, the collected ambient sounds by the determined adjustment amount; wherein a mechanically movable adjuster is arranged on a housing of the earphone or on a housing of a wire controller of the earphone, the adjuster is equipped with an electrical port through which the adjuster is electronically connected with a noise reduction module and/or a monitoring module of the earphone; the step of determining the adjustment type and the adjustment amount for the collected ambient sounds comprises: monitoring a movement behavior of the adjuster in real time and acquiring a movement amount and a movement type of the adjuster if the adjuster moves; determining a current adjustment type for the collected ambient sounds according to the acquired movement type and determining a current adjustment amount for the collected ambient sounds according to the acquired movement amount.
1719 | Smart terminal service system and smart terminal processing data | A smart terminal service system and a smart terminal processing data are disclosed. The smart terminal service system comprises smart shoes and the smart terminal. The smart shoes comprises a memory, a pressure sensor sensed by a predetermined pressure of a user, and a controller for calculating sensor velocity data on the basis of sensor data sensed by the pressure sensor and transmitting the calculated sensor velocity data to the smart terminal. And, the smart terminal comprises a communication unit for transmitting and receiving a signal to and from the smart shoes, a receiving unit for receiving GPS velocity data and sensor velocity data of the smart shoes, a memory, and a controller for controlling an execution of a smart shoes application and for calculating movement data of the smart shoes based on the received GPS velocity data and sensor velocity data which is sensed by the pressure sensor provided in the smart shoes. | 1. A smart terminal for performing data communication with smart shoes, the smart terminal comprising: a transceiver for transmitting and receiving a signal to and from the smart shoes; a receiver for receiving GPS (Global Positioning System) velocity data and sensor velocity data sensed by a pressure sensor provided in the smart shoes; a memory; and a controller for controlling an execution of a smart shoes application and calculating movement data of the smart shoes by filtering the received GPS velocity data and the sensor velocity data using weight values for velocity calibration, wherein the controller is further configured to control filtering to increase each of the weight values if an error between the received GPS velocity data and the sensor velocity data becomes smaller than a threshold, and to control adjusting a weight value factor related to the GPS velocity data among factors for the weight values in accordance with a status of the received GPS velocity data.
1720 | Techniques for providing location-based health alerts based on biological indicators | Certain aspects of the present disclosure generally relate to providing location-based health alerts based on biological indicators. In some aspects, a server may receive information that identifies a location associated with a mobile device. The server may determine a venue associated with the location. The server may identify health information associated with the venue. The health information may be based on data previously received in association with the venue. The server may provide a health alert based on the health information. | 1. A mobile device, comprising: a memory; and one or more processors coupled to the memory, wherein the one or more processors are configured to: determine that a biological indicator satisfies a threshold at a first time; provide a request for user input based on determining that the biological indicator satisfies the threshold; receive the user input; provide data, including the biological indicator and the user input, for storage in association with information identifying a venue; determine a location associated with the mobile device at a second time after the first time; access health information associated with the venue based on determining the location, wherein the health information is based on the data previously provided in association with the venue, wherein the venue is associated with the location, and wherein the data comprises the biological indicator previously measured in association with the venue at the first time; and provide, based on the health information, a health alert that includes the user input.
1721 | Human proximity detection techniques for wireless communication devices | Human proximity detection techniques for wireless communication devices are described. In one embodiment, for example, an apparatus may comprise a memory and logic, at least a portion of the logic comprised in circuitry coupled to the memory, the logic to perform a connection establishment procedure to establish a wireless link with a human proximity reporting (HPR) device, identify heart rate information comprised in a human proximity report received from the HPR device via the wireless link, determine an initial HPR state based on the heart rate information, and select an initial operating mode for a feature of a human proximity monitoring (HPM) device based on the initial HPR state. Other embodiments are described and claimed. | 1. An apparatus, comprising: a memory; and logic, at least a portion of the logic comprised in circuitry coupled to the memory, the logic to: attempt to establish a wireless link with a human proximity reporting (HPR) device; determine whether the wireless link with the HPR device is established via a Bluetooth Link Loss Service (LLS); identify whether heart rate information is received from the HPR device via the wireless link exposed by a Bluetooth Heart Rate Service (HRS); determine an initial HPR state based on whether the wireless link is established and the heart rate information is received and indicates a detection of a human heart rate, the initial HPR state comprising one of a worn HPR device (HPRD) state and an unworn HPRD state; and select an initial operating mode for a feature of a human proximity monitoring (HPM) device based on the initial HPR state indicating whether the wireless link is established and the heart rate information is received and indicates a detection of the human heart rate, the initial operating mode comprising a human proximity trigger mode if the initial HPR state is the worn HPRD state and the initial operating mode comprising a timer trigger mode if the initial HPR state is the unworn HPRD state.
1722 | Vaporizer | An electronic cigarette or vaporizer may include a shell and a cartomizer receivable within a chamber within a portion of the shell. The cartomizer may hold a vaporizable fluid, dry substance, or other vaporizable substance such as a wax. A charger may also be included which in one embodiment may be insertable into the chamber, and in another embodiment may be connectable to an end of the shell. Various electrical components, such as a printed circuit board, a rechargeable battery, various indicator lights, a sensor, and display screen, for instance, improve the functionality of the vaporizer from known vaporizers. Magnets are also provided in order to secure the cartomizer or the charger to the shell. | 1. A vaporizer comprising: a shell having a battery segment and a cartomizer receiving segment, the cartomizer receiving segment defining a chamber having an insertion end distal from the battery segment and a base end proximate to the battery segment; a cartomizer insertable into the chamber at the insertion end, the cartomizer including: a cartomizer body dimensioned to hold a vaporizable substance and comprising an end wall configured to be located proximate to the base end when the cartomizer is inserted into the chamber, a heating element provided within or proximate to the cartomizer body operable to heat the vaporizable substance, cartomizer electrical contacts provided on an exterior of the end wall of the cartomizer body, a magnet provided within the cartomizer body on an interior of the end wall, the magnet configured to secure the cartomizer body within the chamber by magnetic attraction to the base end, cartomizer electrical circuitry operable to direct an electrical current between the cartomizer electrical contacts and the heating element, and a mouthpiece in fluid communication with the cartomizer body, the mouthpiece extending from the insertion end of the chamber when the cartomizer is inserted in the chamber, wherein the heating element is activated by the current and is operable to heat the vaporizable substance to a vaporization temperature; a battery housed within the battery segment; battery electrical contacts provided between the base end of the chamber and the battery segment, the battery electrical contacts positioned to contact the cartomizer electrical contacts when the cartomizer is inserted in the chamber; battery electrical circuitry housed within the battery segment and operable to direct an electrical current between the battery, the battery electrical contacts, the cartomizer electrical contacts, the heating element, and the inserted cartomizer; and an electrical connector structure that separates the battery segment from the cartomizer receiving segment, wherein the battery electrical contacts extend through the electrical connector structure to electrically connect the battery segment to the cartomizer receiving segment, wherein the battery electrical contacts are configured to retract into the electrical connector structure as the magnet provided within the cartomizer body is magnetically attracted to the base end.
1723 | Image pickup apparatus for endoscope | An image pickup apparatus for an endoscope of the present invention includes a first circuit board on which a lead portion, a window portion in which a part of the lead portion is exposed, and a second circuit board on which a circuit pattern is fixed by soldering to the lead portion exposed on the window portion, and the lead portion that is exposed on the window portion extends from one end side of the window portion to the other end side, and has an enlarged end portion of the lead portion that is placed between two or more insulating layers and is formed with a larger width than a width of the lead portion in the window portion, at the other end side. | 1. An image pickup apparatus for an endoscope comprising: a first circuit board on which a plurality of leads formed from a conducting layer are placed between two or more insulating layers; a window that is provided in the first circuit board, in which the insulating layers are hollowed out in a thickness direction of the first circuit board, and a part of each of the leads is exposed through the window; and a second circuit board on which a circuit pattern is formed, the circuit pattern being fixed by soldering to the part of each of the leads lead portions exposed in the window in a state in which the second circuit board is laid on the first circuit board, wherein the part of each of the leads that is exposed in the window extends from a first side of the window to a second side of the window, the second side of the window being closer to a first end of the first circuit board than the first side of the window, the first end of the first circuit board overlapping the second circuit board when viewed from the thickness direction, enlarged ends of the plurality of leads being positioned between the second side of the window and the first end of the first circuit board, each of the enlarged ends having a width larger than a width of a corresponding lead in the window when viewed from the thickness direction; and each of the enlarged ends are circular enlarged ends when viewed in the thickness direction.
1724 | System and method for optimizing the frequency of data collection and thresholds for deterioration detection algorithm | A method of monitoring a patient includes receiving patient data from one or more sensors a patient monitoring system, comparing the received patient data with preselected thresholds indicative of patient status, determining a patient status from comparing the received patient data with the preselected thresholds, and adjusting a sampling frequency of the one or more sensors based on the determined patient status. | 1. A patient monitoring system comprising: one or more sensors configured to sample patient data of a patient; a controller configured to receive the sampled patient data from the one or more sensors, the controller programmed to: control the one or more sensors to sample the patient data with a sampling frequency; determine a patient status with the sampled patient data; determine a baseline of the sampled patient data; calculate a propensity score for deterioration and probability thresholds based on the baseline of the sampled patient data; calculate an initial probability curve from the propensity score and the probability thresholds; determine at least one of a predisposition for a deterioration event and a probability of deterioration used to optimize the sampling frequency of the one or more sensors based on the patient status and based on the calculated initial probability curve; adjust the sampling frequency based on the determined predisposition for the deterioration event and the probability of deterioration; and control the one or more sensors to sample the sampled patient data at the adjusted sampling frequency.
1725 | Electronic circuit with light sensor, variable resistance and amplifier | Embodiments include circuits, apparatuses, and systems for optical heart rate monitor light sensor amplifiers. In embodiments, an electronic circuit may include a differential amplifier having an inverting terminal, a non-inverting terminal, and an output terminal; a first variable resistance circuit coupled with a reference voltage, the inverting terminal of the differential amplifier, and the output terminal of the differential amplifier; a second variable resistance circuit coupled with the non-inverting terminal of the differential amplifier and the reference voltage; and a light sensor to generate an electrical signal in response to light reflected by skin of a user, the light sensor coupled with the non-inverting terminal and the inverting terminal of the differential amplifier. Other embodiments may be described and claimed. | 1. An electronic circuit comprising: a differential amplifier having an inverting terminal, a non-inverting terminal, and an output terminal; a first variable resistance circuit coupled with a reference voltage, the inverting terminal of the differential amplifier, and the output terminal of the differential amplifier, wherein the first variable resistance circuit includes: a first potentiometer having a first adjustable resistance on a first path between the inverting terminal and the output terminal; a first resistor having a first terminal coupled with the inverting terminal and a second terminal coupled with the reference voltage; and a capacitor having a first terminal coupled with the inverting terminal and a second terminal coupled with the output terminal; a second variable resistance circuit coupled with the non-inverting terminal of the differential amplifier and the reference voltage, wherein the second variable resistance circuit includes a second potentiometer, different from the first potentiometer, having a second adjustable resistance on a second path between the non-inverting terminal and the reference voltage; and a light sensor to generate an electrical signal in response to light reflected by skin of a user, the light sensor coupled with the non-inverting terminal of the differential amplifier and the inverting terminal of the differential amplifier.
1726 | Electrophysiology catheter design | The present invention relates to a method, device, and system for improved mapping and/or ablation of a tissue. The device may generally include an elongate body and a distal assembly affixed to the elongate body that includes a treatment electrode having a conductive mapping region and a selectively conductive ablation region that is conductive of high-frequency current and substantially non-conductive of low-frequency current. Alternatively, the device may generally include a treatment electrode having a conductive mapping or ablation region and a region that is coated with an electrically insulated but thermally conductive layer. | 1. A medical device comprising: an elongate body; and a distal assembly affixed to the elongate body and including a plurality of electrodes, each of the plurality of electrodes having a first region that is fully conductive and a second region that is one of selectively conductive and electrically insulated but thermally conductive, the second region including a first portion that includes a tissue-facing surface and a second portion opposite the first portion, the first region protruding from the tissue-facing surface of the first portion of the second region.
1727 | Sensor guide wire assembly with button-cell type battery | A sensor guide wire assembly having a button-cell type battery includes a transmitter unit configured to be connected to a sensor guide wire that is insertable into a patient to measure a parameter, the transmitter unit being configured to wirelessly transfer data representing the measured parameter to a communication unit. The transmitter unit includes a housing, a printed circuit board holder disposed in the housing, and a printed circuit board disposed in the housing and held by the printed circuit board holder. The printed circuit board includes a plurality of electrical contacts. A slider is slidable from a location outside the housing, the slider including a protrusion extending into an area inside the housing. A space within the housing is configured to hold one or more batteries. The slider is slidable from a first position, at which a micro-switch is not activated, to a second position, at which the micro-switch is activated by the protrusion of the slider, which allows power to be provided to the printed circuit board. | 1. A device comprising: a transmitter unit configured to be connected to a sensor guide wire that is insertable into a patient to measure a parameter, the transmitter unit being configured to wirelessly transfer data representing the measured parameter to a communication unit, and the transmitter unit comprising: a housing, a printed circuit board holder disposed in the housing, a printed circuit board disposed in the housing and held by the printed circuit board holder, the printed circuit board comprising a plurality of electrical contacts, a slider that is slidable from a location outside the housing, the slider including a protrusion extending into an area inside the housing, and a space within the housing, the space being configured to hold one or more batteries, wherein the slider is slidable from a first position, at which a micro-switch is not activated, to a second position, at which the micro-switch is activated by the protrusion of the slider.
1728 | Near field telemetry link for passing a shared secret to establish a secure radio frequency communication link in a physiological condition monitoring system | A physiological condition monitoring system (e.g., a continuous glucose monitoring system) includes a physiological condition meter and a physiological condition sensor. The physiological condition meter and the physiological condition sensor are be placed in proximity to exchange a secret key using a near field wireless link, which is used to encrypt data to secure a radio frequency (RF) wireless channel. | 1. A method for pairing a wireless physiological condition monitoring system, comprising: placing a physiological condition meter in proximity with a physiological condition sensor; receiving an instruction to initialize communication between the physiological condition meter and the physiological condition sensor; in response to the received instruction and the physiological condition meter being in proximity with the physiological condition sensor, generating a secret key at one of the physiological condition meter and the physiological condition sensor using a random process, and transmitting the secret key to the one of the physiological condition meter and the physiological condition sensor via a first communication link to provide a shared key that is shared between the physiological condition meter and the physiological condition sensor; and transmitting measurement data to the physiological condition meter from the physiological condition sensor via a secure wireless link based on the secret key; wherein the secret key is not generated until after the physiological condition meter and the physiological condition sensor are placed proximally to each other, and generating the secret key does not employ user input of an identifier of the physiological condition sensor.
1729 | Monitoring, analysis, and feedback of anatomical pressure measurements | Techniques are provided for monitoring, analysis, and feedback of pressure measurements associated with anatomical regions of a subject user. A methodology implementing the techniques according to an embodiment includes receiving pressure measurement samples from a user-wearable device. The samples are associated with anatomical stress locations of the user, such as, for example, knees, feet, and/or back. The method further includes calculating a percentage of the samples that exceed a threshold pressure value during a selected time period. The method also includes determining an alert condition if the calculated percentage exceeds a percentage threshold value; and generating a notification message based on the alert condition. The notification message is wirelessly transmitted from the user-wearable device to the user's mobile communication device. In some embodiments, the threshold pressure value, selected time period, and percentage threshold value are operational parameters that are wirelessly transmitted from the mobile communication device to the user-wearable device. | 1. A processor-implemented method for monitoring anatomical stress, the method comprising: receiving, by a processor, a plurality of pressure measurement samples associated with anatomical stress locations of a subject; calculating, by the processor, a percentage of the samples that exceed a threshold pressure value during a selected time period; determining, by the processor, an alert condition associated with the calculated percentage exceeding a percentage threshold value, wherein the threshold pressure value, the selected time period, and the percentage threshold value are chosen based on the anatomical stress location; reducing, by the processor, the percentage threshold value to a value less than 100% based on the anatomical stress location; generating, by the processor, a notification message, in response to the determination of the alert condition; and transmitting, by the processor, the notification message to a mobile device over a wireless communications link.
1730 | Medical monitoring with location and activity tracking | A method, system, and/or apparatus for automatically monitoring for possible mental or physical health concerns. The method or implementing software application uses or relies upon location information available on the mobile device from any source, such as cell phone usage and/or other device applications. The method and system automatically learns user activity patterns and detects significant deviations therefrom. The deviations are automatically analyzed for known correlations to mental or physical concerns, which can then be automatically communicated to a relevant friend, family member, and/or medical professional. | 1. A method of determining medical conditions of users participating in a social networking service, the method executed by a computer system and comprising: automatically monitoring destinations and user activities performed at the destinations of a first user via a first electronic device of the first user; automatically determining positional locations of the first user, wherein automatically determining positional locations of a user comprises: providing a location module on the first electronic device configured to receive location transmissions; placing the location module into a sleep mode; awakening the location module upon receipt of a first location transmission; determining a first location with the location module incrementing a timer count configured to monitor a duration of time, wherein whenever a time exceeds a predetermined time allocation, the location module is placed into the sleep mode; incrementing a stationary counter configured to monitor a duration of time since a previous detected movement of the mobile user; receiving a second location transmission of a second location; comparing the second location to the first location; calculating a rate of travel when the second location differs from the first location, wherein if the rate of travel exceeds a predetermined threshold the location module is placed into the sleep mode; receiving a third location transmission of a third location; comparing the third location to at least one of the first location or the second location; further incrementing the stationary counter when the second or third location is the same as the first location; determining an arrival event upon reaching a predetermined arrival threshold of the stationary counter; storing data of all locations; and placing the location module into the sleep mode; automatically awakening the location module at each of the destinations upon receipt of a corresponding location transmission; automatically determining as user information a location type and user activity at each of the destinations; automatically learning activity patterns from the user information at the destinations for the first user; automatically determining a deviation in the learned activity patterns; automatically analyzing the deviation to identify a significance of the deviation; automatically correlating the significance of the deviation to a possible medical condition; and automatically alerting the first user via the first electronic device or a second user via a second electronic device of the possible medical condition upon the deviation significance meeting at least one predetermined threshold, wherein the alerting includes a visual communication of the deviation significance.
1731 | Power control arrangements for surgical instruments and batteries | A surgical system is disclosed. The surgical system comprises a surgical device comprising a battery dock. The surgical system further comprises a battery unit comprising at least one battery cell and a battery drain. In a first state, the battery drain is not electrically coupled to the at least one battery cell. In a second state, the battery drain is electrically coupled to the at least one battery cell to discharge the at least one battery cell. The battery drain transitions from the first state to the second state upon attachment of the battery unit to the battery dock. | 1. A surgical system comprising: a surgical device comprising a battery dock; and a battery unit comprising at least one battery cell and a battery drain; wherein, in a first state, the battery drain is not electrically coupled to the at least one battery cell, wherein, in a second state, the battery drain is electrically coupled to the at least one battery cell to discharge the at least one battery cell, and wherein the battery drain transitions from the first state to the second state upon attachment of the battery unit to the battery dock.
1732 | Methods and apparatus for rehabilitation and training | A method of rehabilitation using an actuator type that includes a movement mechanism capable of applying a force that interacts with a motion of a patient's limb in a volume of at least 30 cm in diameter, in at least three degrees of freedom of motion of the actuator and capable of preventing substantial motion in any point in any direction in said volume, in which a same movement mechanism is used at two different places of rehabilitation. | 1. A rehabilitation device, comprising: a spherical joint having freedom of motion in Phi and Theta spherical angles, said freedom allowing positioning of said spherical joint in substantially any angular position within a range of at least 30 degrees in each angular direction; a substantially rigid radial extension attached to said spherical joint and adapted for movement with a limb of a person in at least one point of the range; at least one motor adapted to move said spherical joint; and, a controller adapted to control motion of said spherical joint using the at least one motor and thereby motion of said substantially rigid radial extension.
1733 | Method and system for providing data communication in continuous glucose monitoring and management system | Method and system for providing data monitoring and management including RF communication link over which a transmitter and a receiver is configured to communicate, the transmitter configured to periodically transmit a data packet associated with a detected analyte level received from an analyte sensor, and the receiver configured to identify the transmitter as the correct transmitter for which it is configured to receive the data packets, and to continue to receive the data packets from the transmitter once the transmitter identification has been verified, is provided. | 1. An apparatus, comprising: a sensor electronics comprising a communication component, a memory configured to store sensor electronics identification information and a count, and a processor operatively coupled to the memory of the sensor electronics, the sensor electronics configured to increment the count when a data packet is communicated to a remote location, to communicate a data packet during a transmit time window determined based on the sensor electronics identification information and the count, determine a transmission time for one or more additional data packets for communication based on the sensor electronics identification information and the count, wherein the communicated data packet does not include the sensor electronics identification information, and further, wherein the communicated data packet is received at the remote location during a data reception time period that is synchronized with the transmit time window based on a start indicator.
1734 | Wireless midfield systems and methods | Implantable devices and/or sensors can be wirelessly powered by controlling and propagating electromagnetic waves in a patient's tissue. Such implantable devices/sensors can be implanted at target locations in a patient, to stimulate areas such as the heart, brain, spinal cord, or muscle tissue, and/or to sense biological, physiological, chemical attributes of the blood, tissue, and other patient parameters. The propagating electromagnetic waves can be generated with sub-wavelength structures configured to manipulate evanescent fields outside of tissue to generate the propagating waves inside the tissue. Methods of use are also described. | 1. A wireless power transfer system, comprising: an external transmitter configured to transmit wireless power by manipulating evanescent fields outside of tissue to generate propagating fields inside the tissue and thereby generate a spatially focused field inside the tissue; and an implantable device configured to receive the wireless power from the external transmitter, the implantable device including at least one sensor or stimulator configured to sense a parameter of the tissue or apply stimulation to the tissue.
1735 | Networked intoxication vehicle immobilization | A vehicle immobilization system includes a detection element operable to detect a level of an intoxicant in a user's breath. A control module is operable to receive a signal from the detection element indicating the level of intoxicant in the user's breath, and to selectively restrict operation of a vehicle based on the level of intoxicant in the user's breath exceeding a threshold. A wireless relay is operable to replace a standard relay in the vehicle, and to wirelessly communicate with the control module such that the control module is operable to control the wireless relay to selectively restrict operation of the vehicle. | 1. A vehicle immobilization system, comprising: a detection element operable to detect a level of an intoxicant in a user'ss breath; a control module operable to receive a signal from the detection element indicating the level of intoxicant in the user'ss breath, and to selectively restrict operation of a vehicle based on the level of intoxicant in the user'ss breath exceeding a threshold; and a wireless relay comprising: a wireless relay housing configured such that the wireless relay can be plugged directly in place of a standard automotive relay of a vehicle; a communication module facilitating wireless bidirectional communication between the wireless relay and the control module; and a controller contained within the wireless relay housing and drawing power from the vehicle and operable to control the state of the wireless relay based on wireless signals received from the control module.
1736 | System and method for monitoring hand hygiene | System and method for monitoring hand hygiene of a user. The system includes a handheld electronic device for being carried by the user to generate device data such as location data. A portable dispenser assembly is worn by the user to dispense disinfectant fluid from a container in a plurality of dispensing events. The assembly includes an electronics unit that generates event data relating to the dispensing events. The assembly is separate from the handheld electronic device yet configured to communicate with the handheld electronic device. A monitoring system receives the device data and the event data relating to the dispensing events for evaluating the hand hygiene of the user. | 1. A system for monitoring hand hygiene, said system comprising: a handheld electronic device configured to generate device location data and to be carried by a user; a portable dispenser assembly for being worn by the user to dispense disinfectant fluid from a container in a plurality of dispensing events, said assembly being separate from said handheld electronic device and including: a main housing defining a cavity for receiving the container in an inverted position and defining an opening into said cavity through which the container is inserted in the inverted position so that a stem is directed downwardly in said main housing; said main housing including a bottom wall, a side wall, a nozzle fixed with respect to said walls wherein said nozzle defines an inlet opposite said opening for receiving the stem of the container in the inverted position and said nozzle defines an outlet configured to direct the disinfectant fluid from the container laterally toward the user when the user depresses the container relative to said main housing to dispense the disinfectant fluid from the container; and a mounting element coupled to said main housing and configured to attach said assembly to the user so that the container is capable of being oriented in the inverted position with respect to the user; and an electronics unit coupled to said main housing to generate event data relating to the dispensing events; a monitoring system to receive the device location data and the event data relating to the dispensing events for evaluating hand hygiene of the user.
1737 | System, method and computer program for training for medical examinations involving manipulation of medical tools | The present invention is a medical training simulation apparatus and computer-implemented training method for training of medical professionals in medical examinations involving body parts with concealed geometry, such as in pneumatic otoscopy of the ear. A video adaptation tool is provided whereby one or more displayed images are adapted based on movements or sensor readings related to manipulation of a medical tool within a physical model of a body part. A computer system is also provided that includes at least one medical training simulation apparatus. | 1. A medical training system for simulating pneumatic otoscopy comprising: (a) a computer system linked to at least one base unit; (b) the base unit including or receiving one or more physical models of an outside of an ear, the physical model including an opening, and the base unit including one or more components that define a structure that simulates concealed geometry of the ear, the opening being configured to enable a trainee to insert a pneumatic otoscope through the opening and into the structure, the pneumatic otoscope including a lens and an apparatus for applying pressure to the inside of the ear (pressure applicator); (c) the one or more components including a video display that is controllable by the computer system, using a video controller, to display a series of medical images relating to the inside of an ear, such that when the trainee looks through the lens of the pneumatic otoscope, viewing the interior of the structure through the lens simulates the appearance of the interior of the ear; and (d) a tracker that tracks movements of the pneumatic otoscope made by the trainee, including movements of the pressure applicator, the tracker providing information to the video controller so as to adapt the one or more images displayed by the video display based on the tracked movements of the pneumatic otoscope, so as to simulate appearance of the interior of the ear when operating the pneumatic otoscope in conduct an ear examination, including using the pressure applicator.
1738 | Model for endoscope | A model for an endoscope includes a tissue holding portion including: a first member which has a through hole, which is hard, and which is formed in a frame shape; and a second member which is formed in a sheet shape with a material that is more flexible than the first member and is elastically deformable, which has a window portion that penetrates the second member in a thickness direction of the second member, and which is attached to the first member. A piece of tissue is attached to the second member such that the piece of tissue overlaps the window portion, and the second member is attached to the first member in a state in which the second member is elastically deformed so that tension acts on the second member. | 1. A model for an endoscope comprising: a first member being a frame that forms an edge of a through hole; and a second member including: a fixing portion to which the first member is fixed, the second member being configured to hold a piece of tissue at a position spaced apart from the fixing portion; and a section that is more flexible than the first member and is elastically deformable, wherein: the second member is formed in a sheet shape, the second member has a window portion that penetrates the second member in a thickness direction of the second member, the second member is configured to hold the piece of tissue such that the piece of tissue is exposed at an inner side of an edge of the window portion, the second member is fixed to the first member such that the through hole and the window portion communicate with each other, and the second member is stretched to be elastically deformed and attached to the first member by applying a force in an in-plane direction such that a tension acts on the second member, the tension acting on the second member generating another tension acting on an entirety of the piece of tissue to stretch the piece of tissue and fix the piece of tissue in accordance with the tension acting on the second member.
1739 | Audio quality improvement in multimedia systems | Methods and systems are disclosed for echo suppression of an input audio signal. A multimedia system and a remote control unit are configured to adaptively and dynamically preform calibration processes for obtaining sets of echo suppression parameters. The sets of echo suppression parameters are used to generate an audio signal from an input audio. When rendered by a speaker, the generated audio signal produces echo-suppressed sound of the input audio signal at one of more locations. | 1. A method for echo suppression in an audio system, comprising: receiving, by the audio system, a first echo suppression request message sent by a remote electronic device at a first location in response to receiving a echo suppression command by the remote electronic device; causing, by the audio system, a speaker to generate a first acoustic pulse within a first predetermined time period after receiving the first echo suppression request message, wherein the first acoustic pulse has a pulse width smaller than a first sound resolution time period and travels along a first direct path and a first set of one or more indirect paths to reach the remote electronic device at the first location; receiving, by the audio system, a first data message containing a first set of data associated with the first direct path and the first set of one or more indirect paths of the first acoustic pulse received by the remote electronic device at the first location, wherein the first set of data relates to sound reflections in an environment of the audio system to be used for echo suppression and corresponds to a first signal generated by a microphone disposed in the remote electronic device upon detecting the first acoustic pulse from the first direct path and from the first set of one or more indirect paths following the detection of the first acoustic pulse from the first direct path by the microphone; receiving, by the audio system, a second echo suppression request message from the remote electronic device at a second location within a predetermined timeout time period after receiving the first echo suppression request message; causing, by the audio system, the speaker to generate a second acoustic pulse after receiving the second echo suppression request message, wherein the second acoustic pulse has a pulse width smaller than the first sound resolution time period and travels along a second direct path and a second set of one or more indirect paths to reach the remote electronic device at the second location; receiving, by the audio system, a second data message containing a second set of data associated with the second direct path and the second set of one of more indirect paths of the second acoustic pulse received by the remote electronic device at the second location, wherein the second set of data relates to sound reflections in the environment of the audio system to be used for echo suppression and corresponds to a second signal generate by the microphone upon detecting the second acoustic pulse from the second direct path and from the second set of one or more indirect paths; obtaining, by the audio system, a third set of data derived from the first and second set of data wherein the third set of data includes parameters for a time adjustment, an amplitude adjustment, and a phase shift; receiving, by the audio system, a primary audio signal from a multimedia source; generating, by the audio system, an echo suppression audio signal by applying the third set of data to the primary audio signal, wherein the echo suppression audio signal is a time-delayed, amplitude-adjusted, and phase-shifted version of the primary audio signal; synthesizing the primary audio signal and the echo suppression audio signal into an output audio signal; and rendering, by the audio system, the output audio signal to the speaker to generate sound based on the output audio signal.
1740 | Monitoring laser beams | A device includes a driver laser arrangement including a beam source for generating a laser beam and an amplifier arrangement for amplifying the laser beam. The device also includes an apparatus for monitoring the laser beam that includes a transmissive optical element having a normal direction oriented at a tilt angle with respect to a beam axis of the laser beam. The apparatus also includes a spatially resolving detector for registering laser radiation reflected backwards by the transmissive optical element. The transmissive optical element has first and second sides that are oriented at a wedge angle with respect to one another and through which the laser beam passes. The first and second sides reflect first and second partial beams of the incident laser beam. The apparatus has an optical filter that prevents one of the reflected first and second partial beams from reaching the detector. | 1. A device, comprising: a driver laser arrangement comprising: a beam source for generating a laser beam, and an amplifier arrangement for amplifying the laser beam; and an apparatus for monitoring the laser beam, the apparatus comprising: a transmissive optical element on which the laser beam is incident, the transmissive optical element having a normal direction oriented at a tilt angle (β) with respect to a beam axis of the laser beam, and a spatially resolving detector for registering laser radiation reflected backwards by the transmissive optical element, wherein the transmissive optical element has a first side and a second side that are oriented at a wedge angle (γ) with respect to one another and through which the laser beam passes, wherein the first side reflects a first partial beam of the laser beam and the second side reflects a second partial beam of the laser beam at a propagation angle (α) with respect to the first partial beam, wherein the propagation angle (α) depends on the wedge angle (γ), and wherein the apparatus further includes an optical filter that prevents one of the first and second partial beams reflected by the transmissive optical element from reaching the spatially resolving detector based on a separation of the second partial beam from the first partial beam according to the propagation angle (α).
1741 | Small signal amplifier | An amplifier circuit, a voltage sensing apparatus, and an amplification method are disclosed. The amplifier circuit comprises (1) an input stage comprising a first set of transistors to which an input signal to be amplified is applied, the transistors of the first set comprising a semiconductor body, and (2) a processing stage comprising a second set of transistors for processing the signal from the input stage and generating an output signal. The transistors of the first set have a thicker gate oxide than the transistors of the second set, and are therefore suitable for higher voltage operation. The first and second sets of transistors are supplied by the same voltage supply of the amplifier circuit. The semiconductor body of the first set of transistors is connected to a reference potential to lower the threshold voltage. | 1. An amplifier circuit comprising: an input stage comprising a first set of transistors to which an input signal to be amplified is applied, the transistors of the first set comprising a semiconductor body; and a processing stage comprising a second set of transistors for processing the signal from the input stage and generating an output signal, wherein the transistors of the first set have a thicker gate oxide than the transistors of the second set, and wherein the transistors of the first set are therefore suitable for higher voltage operation, and wherein the first and second sets of transistors are supplied by a same voltage supply of the amplifier circuit, and wherein the semiconductor body of the first set of transistors is connected to a reference potential so as to lower a threshold voltage of the first set of transistors, wherein the reference potential is connected to a reference input of the input stage via a high-pass filter.
1742 | Social media modification of behavior and mobile screening for impairment | Techniques for modifying user behavior and screening for impairment using a mobile feedback controller, such as a smartwatch, are provided. In one aspect, a method for monitoring a user includes the steps of: collecting real-time data from the user, wherein the data is collected via a mobile feedback controller worn by the user; determining whether the data collected from the user indicates impairment; determining appropriate corrective actions to be taken if the data collected from the user indicates impairment, otherwise continuing to collect data from the user in real-time; determining whether any action is needed; and undertaking the appropriate corrective actions if action is needed, otherwise continuing to collect data from the user in real-time. | 1. A method for monitoring a user, the method comprising the steps of: collecting real-time data from the user relating to a physical condition and surrounding environment of the user, a current location of the user, and whether the user is at home, wherein the real-time data is collected via a mobile feedback controller worn by the user; determining the physical condition and a current location of the user by combining the real time data relating to the physical condition and surrounding environment of the user, and determining whether the current location of the user is a home of the user; determining whether the real-time data collected from the user indicates impairment by analyzing the real-time data relating to the physical condition and surrounding environment of the user, the current location of the user, and whether the user is at home; determining appropriate corrective actions to be taken if the real-time data collected from the user indicates impairment, otherwise continuing to collect data from the user in real-time; determining whether any action is needed; and undertaking the appropriate corrective actions if action is needed, otherwise continuing to collect data from the user in real-time, wherein the appropriate corrective action is based on a series of predetermined scenarios, and wherein the appropriate corrective actions comprise i) disabling a vehicle of the user so as to prevent the user from driving, and ii) sending a request for alternative transportation to at least one of a taxi service and friends of the user.
1743 | Microphone cover system | A microphone cover system for includes a microphone to capture audible sounds. An odor enhancing unit is removably positioned on the microphone to inhibit moisture from contacting the microphone. The odor enhancing unit is comprised of a fluid permeable material to facilitate sound waves to pass therethrough to the microphone. Moreover, the odor enhancing unit emits a selected odor to enhance an odor associated with the microphone. | 1. A microphone cover system being configured to inhibit foul odors from emanating from a microphone, said system comprising: a microphone having a first end, said first end being configured to capture audible sounds, said first end having a hemispherical end portion and a cylindrical portion extending from said end portion towards a grip coupled to and extending from said first end of said microphone; and an odor enhancing unit being removably positioned on said microphone wherein said odor enhancing unit is configured to inhibit moisture from contacting said microphone, said odor enhancing unit being comprised of a fluid permeable material wherein said odor enhancing unit is configured to facilitate sound waves to pass therethrough to said microphone, said odor enhancing unit emitting a selected odor wherein said odor enhancing unit is configured to enhance an odor associated with said microphone, said odor enhancing unit comprising: a cover having a primary end, a secondary end and an outer wall extending therebetween, said outer wall being continuous such that said cover has a cylindrical shape, said primary end being open to insertably receive said first end of said microphone having said outer wall extending downwardly along said microphone, said secondary end being rounded wherein said outer wall is complementary in shape to said first end of said microphone, a bottom portion of said outer wall adjacent to said primary end tapering providing an angled surface extending around said primary end wherein said angled surface is configured for facilitating grasping of said cover for removal from said first end of said microphone, and a chemical scent being infused into said outer wall of said cover wherein said chemical scent is configured to enhance an odor associated with said microphone.
1744 | Variable sound attenuator with hearing aid | A device combining a variable sound attenuator with a hearing device, (such as a hearing aid or tinnitus device) that allows a user to adjust the amount of attenuation of environmental sound in a variable, continuous fashion or in a discrete controlled fashion from zero attenuation to maximum attenuation without removing the device from the ear. The attenuator includes a housing having a passageway, the passageway allowing for sound to pass through the housing and a variable control, the variable control able to control the size of the passageway through the housing and the device including a second passageway for transmitting amplified sound from the hearing device into the ear of the wearer. | 1. A variable control sound attenuator and hearing aid or tinnitus device, comprising: a housing having a first housing and a second housing, the first housing being rotatable relative to and engaged with the second housing; the first housing being hollow and cylindrical and containing a first housing passageway therein, said first housing passageway extending through said first housing; the second housing being hollow and cylindrical and containing a second housing passageway therein, said second housing passageway extending through said second housing; rotation of the first housing providing a variable alignment between the first housing passageway and the second housing passageway thereby providing a variable control of sound transmission through the sound attenuator, wherein the rotation to align the first housing passageway and the second housing passageway provides an open passageway permitting sound transmission therethrough, and further the rotation to not align the first housing passageway and the second housing passageway provides a closed passageway blocking sound transmission therethrough; and a sound-amplifying hearing aid or a sound-generating tinnitus device.
1745 | Method and apparatus for distributed processing for wireless sensors | Certain aspects of the present disclosure relate to a method for compressed sensing (CS). The CS is a signal processing concept wherein significantly fewer sensor measurements than that suggested by Shannon/Nyquist sampling theorem can be used to recover signals with arbitrarily fine resolution. In this disclosure, the CS framework is applied for sensor signal processing in order to support low power robust sensors and reliable communication in Body Area Networks (BANs) for healthcare and fitness applications. | 1. A method of processing data, the method comprising: maintaining, at a first apparatus, a first clock signal, wherein the first apparatus comprises a gateway of a body area network (BAN); transmitting, from the first apparatus, a clock synchronization signal for synchronizing a second clock signal, at a second apparatus, to the first clock signal, wherein the second apparatus comprises a sensor in the BAN; receiving, at the first apparatus, one or more packets comprising a first set of samples indicative of an input over a period of time, the first set of samples corresponding to the second clock signal, and wherein samples in the first set of samples are spaced at non-uniform time-instances over the period of time; and generating, at the first apparatus, a second set of samples representing the signal over the period of time based, at least in part, on the first set of samples, wherein the second set of samples corresponds to the first clock signal, and wherein samples in the second set of samples are spaced at uniform time instances over the period of time.
1746 | Garments having stretchable and conductive ink | Methods of forming garments having one or more stretchable conductive ink patterns. Described herein are method of making garments (including compression garments) having one or more highly stretchable conductive ink pattern formed of a composite of an insulative adhesive, a conductive ink, and an intermediate gradient zone between the adhesive and conductive ink. The conductive ink typically includes between about 40-60% conductive particles, between about 30-50% binder; between about 3-7% solvent; and between about 3-7% thickener. The stretchable conductive ink patterns may be stretched more than twice their length without breaking or rupturing. | 1. A wearable electronics device, the device comprising: a garment comprising a fabric; and at least one conductive ink pattern on the garment, wherein the conductive ink pattern comprises: a layer of conductive ink having: between about 40-60% conductive particles, between about 30-50% binder; between about 3-7% solvent; and between about 3-7% thickener; a layer of an elastic adhesive on the garment; and a transition region between the conductive ink and the adhesive having a thickness of greater than about 10 μm, the transition region comprising a nonhomogeneous mixture of the conductive ink and the adhesive.
1747 | Adjustable facial-interface systems for head-mounted displays | A facial-interface system for a head-mounted display may include (1) a facial interface having a positioning abutment surface and (2) a facial-interface adjustment apparatus. The facial-interface adjustment apparatus may include a positioning member that is rotatable about a pivot, the positioning member comprising an extending surface and a contracting surface. The facial-interface adjustment apparatus may also include an actuation member that that is movable to rotate the positioning member about the pivot between (1) an extended holding position in which the extending surface of the positioning member faces and abuts the positioning abutment surface of the facial interface, and (2) a contracted holding position in which the contracting surface of the positioning member faces and abuts the positioning abutment surface of the facial interface. Various other systems, devices, and methods are also disclosed. | 1. A facial-interface system for a head-mounted display comprising: a facial interface having a positioning abutment surface; and a facial-interface adjustment apparatus comprising: a positioning member that is rotatable about a pivot, the positioning member comprising an extending surface and a contracting surface; and an actuation member that that is movable to rotate the positioning member about the pivot between: an extended holding position in which the extending surface of the positioning member faces and abuts the positioning abutment surface of the facial interface such that the positioning abutment surface is disposed at an extended radial distance from the pivot; and a contracted holding position in which the contracting surface of the positioning member faces and abuts the positioning abutment surface of the facial interface such that the positioning abutment surface is disposed at a contracted radial distance from the pivot that is less than the extended radial distance.
1748 | Activity points | Systems and methods are provided for calculating point values for users who participate in activities. An activity is first captured with a sensor. A processor classifies the activity by comparing a sensor signal to templates. Once the activity is classified, an activity factor is selected. Point values are then calculated as a function of the activity factor and duration of the activity. | 1. A method comprising: receiving, from a first set of sensors, a first set of sensor data indicating a first activity performed by a user during a first time period; calculating, based on the received first set of sensor data and the first time period, an energy expenditure point value; receiving, from a second set of sensors placed on different portions of the user'ss body, location data indicating a location of one or more sensors, of the second set of sensors, relative to other sensors in the second set of sensors; determining, based on the data received from the first set of sensors and the second set of sensors, at least a first physical body posture of the user; in response to determining that the user is in the first physical body posture, detecting, based on the received sensor data, a level of user inactivity during the first time period; transmitting, based on the level of user inactivity, a first message indicating that the user is approaching a first inactivity threshold; prompting, based on a duration of the detected level of user inactivity, the user to perform a second activity during a second time period; receiving, from the first set of sensors, a second set of sensor data indicating the second activity performed by the user during the second time period; recalculating, based on determining that the second set of sensor data satisfies an activity threshold associated with the detected level of user inactivity, the energy expenditure point value; and transmitting, in response to a user request, an indication of the recalculated energy expenditure point value.
1749 | Neuroparticle with a spin-torque device | Disclosed embodiments enable determining and monitoring the location of at least one particle in a subject's body, as well as the status of a local environment within the body where the at least one particle is located. | 1. An apparatus for monitoring an environment in a subject'ss body, the apparatus comprising: at least one particle, introduced into the subject'ss body, the at least one particle including at least one spin torque nano-oscillator; and at least one receiver located outside the subject'ss body, wherein the receiver is sensitive to radiation emitted by the at least one spin torque nano-oscillator of the at least one particle.
1750 | Brain tissue equivalent material and phantom device comprising the same | Compositions, including composition for use in radiographic calibration and quality assurance include glass micro bubbles, epoxy, CaCo3, MgO, and Polyethylene. Embodiments of the composition may be used in calibration devices or phantoms. Calibration devices or phantoms constructed of embodiments of the composition may be used in methods of calibrating a radiographic device for imaging of brain tissue. | 1. A composition comprising: 1-4% glass micro bubbles (w/w); 60-80% (w/w) epoxy wherein the epoxy components are present in a 10:4 to 1:1 ratio of resin to polyamine or anhydride; 3-5% CaCO3 (w/w); 1-3% MgO(w/w); 9-13% Polyethylene (w/w) 3-7% Acrylic Micro Spheres (w/w); and 0-1% Pigment.
1751 | Thermal management system and method for medical devices | A medical device includes a housing, a power supply, a thermally conductive mounting clamp, a heat shield, and at least one fastener. The housing includes a handle. The power supply is disposed within the housing. The thermally conductive mounting clamp is attached to an outer surface of the housing. The heat shield is disposed within the housing adjacent to the power supply. The heat shield is disposed against at least one interior surface of the handle. The at least one fastener passes through at least one opening in the housing and is in thermally conductive contact with the thermally conductive mounting clamp. Heat generated by the power supply is configured to dissipate from the power supply, through the heat shield, through the at least one fastener, and into the thermally conductive mounting clamp. | 1. A medical device comprising: a housing comprising a handle, the handle defined at least partially by a horizontally elongated recess formed in an outer surface of the housing adjacent a top of the housing; a power supply disposed within the housing; a thermally conductive mounting clamp attached to the outer surface of the housing at a location remote from the handle recess; a heat shield disposed within the housing adjacent to the power supply, the heat shield disposed against at least one interior surface of the handle; and at least one fastener passing through at least one opening in the housing and in thermally conductive contact with the thermally conductive mounting clamp, wherein heat generated by the power supply is configured to dissipate from the power supply into the heat shield, the heat shield configured to conduct heat away from the handle into the at least one fastener, the heat passing from the at least one fastener into the thermally conductive mounting clamp.
1752 | Ambient sensing of patient discomfort | Methods, computer systems, and computer-readable storage media for monitoring and managing patient discomfort are provided. Inputs are received from ambient sensors located in a clinical care room. Based on a determination that the inputs exceed predetermined thresholds, it is determined that the patient is experiencing discomfort. Various measures are automatically initiated to help diminish the patient's discomfort. The measures include aromatherapy, visual relaxation therapy, audio therapy, and automatic administration of pain relief. | 1. One or more non-transitory computer-readable media having embodied thereon computer-executable instructions that, when executed by a computing device, cause the computing device to perform a method for minimizing a patient'ss discomfort, the method comprising: receiving vital signs data from one or more vital signs monitors associated with the patient; upon receiving an indicator of potential patient discomfort from the vital signs data, automatically receiving one or more inputs from ambient sensors in a clinical care room, the ambient sensors comprising at least a camera positioned to record an image of the patient'ss facial expression, the one or more inputs comprising at least a first image of the patient'ss facial expression captured by the camera; determining that the patient is experiencing discomfort by analyzing the first image of the patient'ss facial expression; and based on determining that the patient is experiencing discomfort, automatically and without human intervention adjusting settings for components within the clinical care room such that the patient'ss discomfort is diminished.
1753 | Network of internet connected automated external defibrillators | A method of utilizing automatic external defibrillators (AEDs) includes receiving a cardiac emergency alert including a position of the alert at an AED deployment coordinating system connected to an AED network. The deployment coordinating system communicates AED network interface devices and client devices via the AED network and identifies for deployment to the position of the cardiac emergency. The cardiac emergency alert is transmitted to the AED network interface devices associated with the identified AEDs. Information pertaining to the cardiac emergency alert is then displayed on a display of the AED network interface device including the position of the cardiac emergency. | 1. A method of utilizing automatic external defibrillators (AEDs), comprising: receiving a cardiac emergency alert at an AED deployment coordinating system, the AED deployment coordinating system being connected to an AED network and being in communication with a plurality of AED network interface devices and a plurality of AED client devices via the AED network, each of the AED network interface devices respectively being associated with a different AED in a plurality of AEDs and being mounted onto the associated AED or mounted to a structure proximate the associated AED, the cardiac emergency alert including a position of the cardiac emergency; identifying AEDs of the plurality of AEDs for deployment to the position of the cardiac emergency; transmitting the cardiac emergency alert to the AED network interface device associated with each of the identified AEDs, respectively; and displaying information pertaining to the cardiac emergency alert, including the position of the cardiac emergency, on a display of each of the AED network interface devices that receives the cardiac emergency alert, wherein at least one of the identified AEDs is located within a building, the method further comprising: identifying the AED client devices which are located in the building; transmitting the cardiac emergency alert to the AED client devices located in the building, the cardiac emergency alert including the position of the cardiac emergency and a position of at least one AED located within the building; and displaying cardiac emergency information on the identified AED client devices in response to receiving the cardiac emergency alert, the cardiac emergency information including the position of the cardiac emergency and the position of the at least one AED located within the building.
1754 | Exercise evaluation system and method | Disclosed are a system and a method for evaluating exercise. The exercise evaluation system includes a program storage unit storing a plurality of recommendatory exercise programs, a measuring unit measuring exercise intensity of a user, an analyzing unit analyzing a degree of accomplishing the content of a recommendatory exercise program selected by the user from the recommendatory exercise programs by using the measured exercise intensity, and an output unit outputting a result of analysis of the analyzing unit to the user. | 1. An exercise evaluation system comprising: a memory storing a plurality of recommendatory exercise programs, each recommendatory exercise program specifying a type and value of exercise intensity to be maintained for a specified time per session, number of sessions per day, and number of days, the exercise intensity including at least one of an exercise calorie consumption of a user, an exercise oxygen consumption of the user, and an exercise heart rate of the user; a measuring unit measuring exercise intensity of the user via one of a pedometer, a cardiotachometer and an aeroplethysmograph; and a processor communicatively coupled to the memory and the measuring unit to: analyze a degree of accomplishing the content of a recommendatory exercise program selected by the user from the recommendatory exercise programs by using at least one of a ratio of a measured exercise intensity value to the recommendatory exercise intensity value of the content of the selected recommendatory exercise program, a ratio of a time in which the measured exercise intensity value is continued within a range of the recommendatory exercise intensity value to the recommendatory exercise time per session of the content of the selected recommendatory exercise program, and a ratio of a number of days of exercising the recommendatory number of sessions to the recommendatory number of days of doing exercise of the content of the selected recommendatory exercise program; convert a type of the measured exercise intensity into a type of the exercise intensity value of the recommendatory exercise program selected by the user when the type of the measured exercise intensity differs from the type of the exercise intensity value of the content of the recommendatory exercise program selected by the user; and output a result of the analysis to the user.
1755 | Monitoring fitness using a mobile device | Athletic performance monitoring and tracking may provide multiple ways in which to track athletic movement and activity. In one example, an athletic monitoring device may include or be associated with multiple types of movement sensors and switch between the sensors or use both depending on various factors including type of workout. Workouts may also be tagged with various parameters including mood, weather, terrain, athletic equipment used and the like. In one or more examples, the parameters may be automatically determined based on location. User workouts and accomplishments may also be celebrated through messages from celebrities, family, friends and other users. In some cases, the messages may be triggered by various conditions. Coaching may also be provided to the user to help improve workouts and overall athletic performance. Running routes may also be automatically tracked, stored and shared. | 1. An apparatus comprising: a processor; and memory storing computer readable instructions that, when executed, cause the apparatus to: receive, from a first sensor, data for an athletic activity performed by a user; receive, from a second sensor, geographic location data associated with the athletic activity; determine, from the geographic location data, a running route; generate a map showing the running route overlaid on terrain image data; output for display an interface comprising the map and a graph showing performance data of the user for the athletic activity, wherein the map comprises a user icon that is animated based on a speed of the user along the running route; and modify the graph based on the animation of the user icon.
1756 | Cognitive stabilizer wheels for vehicles | An embodiment of the invention provides a method and system including a sensor on a vehicle and a processor connected to the sensor. The processor determines a probability of falling based on input from the sensor, whether the probability of falling exceeds a threshold, and a state of an operator of the vehicle. An actuator connected to the processor receives a signal from the processor when the probability of falling exceeds the threshold and when the state of the operator includes an impaired state. Stabilizer wheels are connected to the actuator, where the signal includes a command to deploy the stabilizer wheels. | 1. A method comprising: receiving input from a first sensor on a vehicle; determining a probability of falling based on the input; determining whether an operator of the vehicle has an impaired state based on input from a second sensor; and sending a signal to an actuator on the vehicle to deploy stabilizer wheels when: the probability of falling exceeds a threshold; the operator has an impaired state; and an operator profile includes at least one of a neurological disease, a history of past falls, a history of past near-falls, or any combination thereof.
1757 | User physical attribute based device and content management system | Systems and methods for device and content management include determining a user is viewing virtual reality content from a user device. Body information associated with the user while the user is viewing the virtual reality content is received through a network from the user device. User engagement information associated with the virtual reality content being viewed by the user is determined using the body information. A first content management action based on the virtual reality content being viewed by the user is generated using the user engagement information. A first notification associated with the first content management action that causes a first change to the virtual reality content being viewed by the user is sent through the network to the user device. | 1. A system, comprising: a non-transitory memory; and one or more hardware processors coupled to the non-transitory memory and configured to read instructions from the non-transitory memory to cause the system to perform operations comprising: determining a user is viewing virtual reality content from a user device; receiving, through a network from the user device, body information associated with the user while the user is viewing the virtual reality content; determining, using the body information, user engagement information associated with the user representing an engagement of the user toward the virtual reality content being viewed by the user; generating, using the user engagement information, a first content management action for the virtual reality content being viewed by the user; transmitting, through the network to the user device, a first signal associated with the first content management action that causes the user device to present an interface that enables the user to submit a request; and in response to receiving the request through the network from the user device, automatically retrieving additional content that addresses the request and causing a first change to the virtual reality content being viewed by the user by incorporating the additional content into the virtual reality content.
1758 | Conditional retrieval | In one aspect of the present disclosure, a method is disclosed. The method involves: a reader detecting an eye-mountable device within a wireless communication range of the reader, wherein the eye-mountable device includes a transparent material having a concave mounting surface configured to be removably mounted on a corneal surface; wirelessly retrieving from the detected eye-mountable device a first set of data; using the retrieved first set of data to determine that a condition has been satisfied; and responsive to using the retrieved first set of data to determine that the condition has been satisfied, retrieving from the detected eye-mountable device a second set of data. | 1. A sensor reader device, comprising: a wireless communication interface; a processor; and a computer-readable medium including instructions that, when executed by the processor, cause the reader to perform a set of functions comprising: detecting that a sensor device adapted to measure a biological signal as sensor data is within wireless communication range of the sensor reader device; retrieving, using the wireless communication interface and from the detected sensor device, a first set of data, wherein the first set of data includes at least one of an indication of an amount of energy available from a power supply of the sensor device and an indication of an amount of sensor data retrievable by the sensor reader device from the sensor device; using the first set of data to determine that a condition has been satisfied comprising using the first set of data to determine that at least a threshold amount of energy is available from the power supply or that the amount of sensor data retrievable by the sensor reader device from the sensor device is less than a threshold amount of sensor data; and responsive to determining that the condition has been satisfied, retrieving, using the wireless communication interface and from the detected sensor device a second set of data, wherein the second set of data comprises the sensor data measured by the sensor device.
1759 | Hydrogel liquid precursor, liquid set for three-dimensional modeling, hydrogel modeling object, and method of manufacturing three-dimensional object | A hydrogel liquid precursor includes an inorganic mineral and a monomer, wherein the inorganic mineral accounts for 15 percent by mass or more of the hydrogel liquid precursor, wherein the hydrogel liquid precursor has an initial viscosity of 20 mPa·s or less at 25 degrees C., and wherein the hydrogel liquid precursor has a ratio of a two-week viscosity to the initial viscosity of from 0.90 to 1.10, the two-week viscosity representing a viscosity of the hydrogel liquid precursor at 25 degrees C. after being left at 50 degrees C. for two weeks. | 1. A hydrogel liquid precursor comprising: an inorganic mineral; and a monomer, wherein the inorganic mineral accounts for 15 percent by mass or more of the hydrogel liquid precursor, wherein the hydrogel liquid precursor has an initial viscosity of 20 mPa·s or less at 25 degrees C., and wherein the hydrogel liquid precursor has a ratio of a two-week viscosity to the initial viscosity of from 0.90 to 1.10, the two-week viscosity representing a viscosity of the hydrogel liquid precursor at 25 degrees C. after being left at 50 degrees C. for two weeks.
1760 | Light source device and heat processing device for light source | A light source device includes a plurality of light source units, a plurality of first heat processing units, a second heat processing unit, a plurality of thermal connectors, a light processing unit, and a plurality of optical connectors. The plurality of thermal connectors make the plurality of first heat processing units and the second heat processing unit attachable to and detachable from each other, and thermally connect the plurality of first heat processing units and the second heat processing unit. The light processing unit processes the light output from the plurality of light source units. The plurality of optical connectors make the plurality of light source units and the light processing unit attachable to and detachable from each other, and optically connect the plurality of light source units and the light processing unit. | 1. A light source device comprising: a housing; a plurality of light source units which are attachable to and detachable from the housing and which output light; a plurality of first heat processing units which are respectively provided in the plurality of light source units and which process heat generated from the plurality of light source units; a second heat processing unit which is provided in the housing and which processes heat conducted from each of the plurality of first heat processing units; a plurality of thermal connectors which make the plurality of first heat processing units and the second heat processing unit attachable to and detachable from each other and which thermally connect the plurality of first heat processing units and the second heat processing unit; a light processing unit which is provided in the housing and which processes the light output from the plurality of light source units; and a plurality of optical connectors which make the plurality of light source units and the light processing unit attachable to and detachable from each other and which optically connect the plurality of light source units and the light processing unit, wherein the housing comprises a plurality of slots to which the plurality of light source units are configured to respectively attach in an attached configuration, wherein one of the plurality of thermal connectors is on a surface of one of the plurality of slots, and in the attached configuration, the plurality of first heat processing units and the second heat processing unit are thermally connected to each other by way of each of the plurality of thermal connectors, wherein the second heat processing unit comprises one or more second heat processing units and a number of the one or more second heat processing units is less than the number of the plurality of light source units.
1761 | Pseudo-random chopper amplifier | A chopper stabilized amplifier that utilizes a multi-frequency chopping signal to reduce chopping artifacts. By utilizing a multi-frequency chopping signal, the amplifier DC offset and flicker noise are translated to the higher chopping frequencies but are also smeared, or spread out in frequency and consequently lowered in amplitude. This lower amplitude signal allows for less stringent filtering requirements. | 1. An apparatus comprising: a first modulator comprising a plurality of modulator switches driven by non-overlapping signals and a plurality of outputs, configured to: modulate, via the plurality of modulator switches, an amplitude of a differential input signal at multiple frequencies; and generate a differential modulated signal; a differential amplifier comprising a positive input, a negative input, a positive output, and a negative output, configured to: receive, at the positive input and the negative input, the differential modulated signal; amplify the differential modulated signal; generate a differential amplified signal; and output, at the positive output and the negative output, the differential amplified signal; a first input capacitor coupled between a first output of the plurality of outputs of the first modulator and the positive input of the differential amplifier; a second input capacitor coupled between a second output of the plurality of outputs of the first modulator and the negative input of the differential amplifier; an output capacitor coupled between the positive output of the differential amplifier and the negative output of the differential amplifier; a first switched feedback path coupled between the positive output of a first node between the first input capacitor and the positive input of the differential amplifier, wherein the first switched feedback path comprises a first feedback capacitor in parallel with a first pair of transistors, wherein the first switched feedback path is switched by the non-overlapping signals; and a second switched feedback path coupled between the negative output of a second node between the second input capacitor and the negative input of the differential amplifier, wherein the second feedback path comprises a second feedback capacitor in parallel with a second pair of transistors, wherein the second switched feedback path is switched by the non-overlapping signals.
1762 | Provisioning news items | Various examples are directed to systems and methods for provisioning news items. A news provisioning application may apply user interest data to select a first news item from news data and determine that the first news item is negative for the first user based at least in part on the financial data. The news provisioning application may receive, from a first network-enabled device, physiological data describing a physiological condition of the first user at a first time and determine to provide the first news item to the first user based at least in part on the physiological data. The news provisioning application may send to a second network-enabled device, alert data instructing the second network-enabled device to modify the operation of the second network-enabled device to generate an alert indicating the first news item. | 1. A system comprising: at least one processor; and a memory in communication with the at least one processor, wherein the at least one processor is programmed to perform operations comprising: accessing first user interest data; receiving news data describing a plurality of news items; selecting a first news item from the news data based at least in part on the first user interest data; receiving user financial data describing at least one financial holding of a first user; determining that the first news item is negative for the first user based at least in part on the user financial data; receiving, from a first network-enabled device, physiological data describing a physiological condition of the first user at a first time; determining to provide the first news item to the first user based at least in part on the physiological data; and sending, to a second network-enabled device, alert data instructing the second network-enabled device to modify the operation of the second network-enabled device to generate an alert indicating the first news item.
1763 | Computerized information collection and processing apparatus | Computerized information acquisition and processing apparatus. In one embodiment, the apparatus includes an ingestible (e.g., swallowable) computerized device that includes a video apparatus, digital processor apparatus, and a wireless interface. A non-ingestible portion of the system communicates with the ingestible device via the wireless interface and, using computer software and algorithms, processes video data generated by the ingestible device relating to the intestinal tract of a living subject, so as to enhance the speed and/or accuracy of review by a physician or other individual. In one variant, the algorithmic processing by the non-ingestible apparatus includes one or more of: (i) color intensity analysis; (ii) artifact shape analysis; and/or (iii) inter-frame similarity analysis. In another variant, the ingestible device is configured to compress the data using the processor apparatus prior to transmission over the interface to conserve wireless bandwidth. | 1. Computerized apparatus, comprising: ingestible apparatus comprising: a power source; at least one imaging apparatus; video apparatus in communication with the at least one imaging apparatus and configured to generate digital image data from signals received from the at least one imaging apparatus; first processor apparatus in data communication with the video apparatus; data storage apparatus in data communication with the first processor apparatus; and a data interface in data communication with the first processor apparatus and configured for information transfer; and non-ingestible apparatus configured to communicate with the ingestible apparatus via the data interface to receive at least a portion of the digital image data, and comprising anatomical analysis apparatus comprising at least one computer program operative to run on a second processor apparatus of the analysis apparatus and configured to, when executed, analyze at least one anatomical aspect of an intestinal tract of a human being represented within the digital image data so as to facilitate identification of one or more diseases within said intestinal tract; wherein said digital image data comprises color image data, and said analysis of the at least one anatomical aspect of the intestinal tract of the human being represented within the digital image data comprises analysis of the intensity of one or more particular colors or wavelengths of light within said color image data, the one or more colors or wavelengths is/are selected from the group consisting of red, green and blue (R-G-B); and wherein the at least one computer program operative to run on the second processor apparatus is further configured to, when executed: process said at least portion of the digital image data into a plurality of frames; and identify a portion of the plurality of frames to a user, the identification of the portion of the plurality of frames based at least on the analysis of the intensity of the one or more particular colors or wavelengths of light within said color image data.
1764 | Computerized information collection and processing apparatus | Computerized information acquisition and processing apparatus for use in endoscopic analysis. In one embodiment, the apparatus includes a swallowable apparatus having a digital processor apparatus and video apparatus with image capture and digitization capability, and a wireless interface for accomplishing various purposes, including e.g., transferring the digital image data to a second computerized apparatus having various algorithmic analysis functions operative thereon, including for example pixel intensity analysis, shape recognition, and preview functions, so as to enhance efficiency of the review process. In another embodiment, portions of the algorithmic analysis (and other functions) are performed by the digital processor apparatus on the swallowable apparatus, including selective deletion or omission of data prior to transmission. | 1. Computerized information acquisition and processing apparatus configured for efficient data processing and review, comprising: first computerized apparatus, the first computerized apparatus swallowable by a human being and comprising: an electrical power source; at least one integrated circuit-based camera apparatus; video processing circuitry in communication with the at least one integrated circuit-based camera apparatus and configured to generate digital image data from signals received from the at least one integrated circuit-based camera apparatus; first digital processor apparatus in data communication with the video processing circuitry; digital data storage apparatus in data communication with the first digital processor apparatus; and a wireless data interface having at least one antenna and configured for digital data transfer, the wireless data interface being powered at least in part by the electrical power source; and second computerized apparatus configured to communicate with the first computerized apparatus via the wireless data interface to receive at least a portion of the digital image data while the first computerized apparatus is within an intestinal tract of the human being, the second computerized apparatus comprising a second digital processor apparatus and at least one computer program operative to run on the second processor apparatus and configured to, when executed, process at least a portion of said received at least portion of said digital image data, said processing comprising: production of a plurality of frames from said at least portion of said received at least portion of said digital image data; algorithmic analysis of said plurality of frames to automatically identify a subset of said plurality of frames of potential interest to a user of the second computerized apparatus, the identification of the subset based at least in part on algorithmic identification of an artifact rendered in at least one of the plurality of frames of the subset; and causation of generation of a display on a computerized monitor apparatus associated with the second computerized apparatus, the display comprising identification of at least a portion of said subset of said plurality of frames.
1765 | Imager for medical device | A system for transmitting a temperature of a patient to an electronic medical record associated with the patient includes a thermometer with a digital display that is configured to display a temperature value associated with the temperature signal and at least one error-checking value. The system also includes a handheld imaging device including a camera to capture an image of the digital display of the thermometer, a processor to extract the text in the image using optical character recognition, and perform an error-check on the temperature value using the at least one error-checking value in the image, and to transmit the patient's identification number and temperature to an electronic medical record system. | 1. A handheld imaging device, comprising: a housing; a camera supported by the housing and configured to capture a visual image containing text displayed by a thermometer, the text displayed by the thermometer including both a value representing a physiological measurement and a checksum value; a processor operatively coupled to the camera and configured to: extract the text from the visual image using optical character recognition, and compare the value representing the physiological measurement and the checksum value to check for errors in the optical character recognition of the image; a display on the housing configured to display the text; and a network connection unit operatively coupled to the processor, wherein the network connection unit is configured to communicate with an electronic medical record system and to transmit at least some of the extracted text to the electronic medical record system, and wherein the processor is further configured to provide at least one of a message to capture a new visual image or an error message on the display screen, if the imaging device is not able to read, process or verify the value representing the physiological measurement.
1766 | Methods and apparatus for assisting cartilage diagnostic and therapeutic procedures | In one embodiment of the present invention, a method is provided for assisting cartilage diagnostic and therapeutic procedures and includes the steps of acquiring 3D osteocartilaginous parameters by using multimodal 3D tracked devices; incorporating these parameters into a volumic anatomic osteocartilaginous model from which a bone tracking virtual real-time environment is built; three-dimensionally computing an osteocartilaginous quality score from this multiparametric 3D osteocartilaginous model; providing real-time navigation in this 3D virtual environment in order to make ongoing therapeutic assessments and adjustments; and updating steps 1 to 3 according to the performed therapy. It will be appreciated that the above steps are compatible with arthroscopic procedures involving cartilage. | 1. A computer-assisted orthopedic surgery system for performing joint preservation and assisting cartilage diagnostic and therapeutic procedures comprising: a cartilage data acquisition tool for acquiring cartilage data; a computer system configured to implement a three-dimensional osteo-cartilaginous computer model, the computer system having: a memory storing a computer program that, when executed, causes the computer system to extract at least two parameters from the acquired cartilage data that is indicative of a quality of the cartilage, incorporate the at least two parameters into the three-dimensional osteo-cartilaginous computer model, compute a synthetic cartilage quality score, wherein the synthetic cartilage quality score is a function of the at least two parameters, and a surgical treatment tool operably coupled to the computer system, the surgical treatment tool being configured for performing the joint preservation and assisting cartilage diagnostic and therapeutic procedures, the surgical treatment tool further configured to be navigated based on the three-dimensional osteo-cartilaginous computer model, wherein the computer system is configured to continuously update the three-dimensional osteo-cartilaginous computer model in real-time during the joint preservation and assisting cartilage diagnostic and therapeutic procedures based on the computed synthetic cartilage quality score, and further configured to display the synthetic cartilage quality score.
1767 | Operational feeling reproduction device | An operational feeling reproduction device includes an operation component, an actuator, and a drive shaft. The actuator generates a haptic drive force in response to operation of the operation component. The drive shaft couples the operation component and the actuator. The haptic drive force is transmitted to the operation component through the drive shaft in response to the operation of the operation component such that an actual operational feeling is experienced. The actuator has a stationary element and a movable element. The actuator generates the haptic drive force by a relative displacement while one of the stationary element and the movable element is inserted into the other one of the stationary element and the movable element. The movable element and the operation component are coupled by the drive shaft. Center axes of the stationary element, the movable element, and the drive shaft are provided on the same axis. | 1. An operational feeling reproduction device comprising: an operation component configured to be operated by a user; an actuator configured to generate a haptic drive force in response to operation of the operation component; and a drive shaft coupling the operation component and the actuator, the haptic drive force generated by the actuator being transmitted to the operation component through the drive shaft in response to the operation of the operation component such that an actual operational feeling is experienced, the actuator having a stationary element and a movable element, the actuator being configured to generate the haptic drive force by a relative displacement while one of the stationary element and the movable element is inserted into the other one of the stationary element and the movable element, and the movable element and the operation component being coupled by the drive shaft, center axes of the stationary element, the movable element, and the drive shaft being provided on the same axis.
1768 | Electronic device mount for releasably attaching to equipment in a hospital room | A device for attaching a digital device to a hospital bed side rail. The device includes a connector for attaching to the side rail, an arm connected to the connector, and an electronic device holder at an opposite end of the arm. The electronic device holder is configured to receive a digital device, such as a tablet, laptop computer, phone, or other electronic device. The arm is, in embodiments, articulating, flexible, rotatable, and/or otherwise configurable to allow positioning of the electronic device holder in a desired position relative to the patient. Thus, after the connector is attached to the side rail, the arm can be moved to position and support the electronic device holder relative to a patient. | 1. A device for connecting to a side rail of a hospital bed or stretcher, the side rail comprising a top rail and a bar connected to the top rail, the device comprising: a connector for installing on the side rail, the connector comprising: a first side structure for positioning against a first side of the side rail when the connector is installed on the side rail; a second side structure for positioning against a second side of the side rail, opposite the first side, when the connector is installed on the side rail; a top structure extending between the first and second side structures for engaging a top surface of the top rail when the connector is installed on the side rail; a front structure connected to the first side structure and the second side structure; and a rear structure connected to the first side structure and the second side structure; the connector being connectable so that the connector can be positioned in (1) a closed position where the top structure is positioned above the top rail, and the front structure and rear structures are arranged on opposite sides of the bar, and the first and second side structures are positioned on opposite sides of both the bar and the top bar and a (2) an opened position where at least one connection is released to permit installation of the connector on the bar and the top rail; and at least one of an electronic device or an electronic device holder connected to the connector.
1769 | Methods and systems for therapy of multiple sclerosis | A method for treating neural deficits resulting from multiple sclerosis, involving assessing a subject's motor, sensory, cognitive, or emotional deficits caused by multiple sclerosis; selecting a rehabilitative task based said deficits; determining the subject's acceptable performance threshold for the rehabilitative task; and providing a paired training therapy. The paired training therapy comprises having the subject to perform a trial of the rehabilitative task; classifying the subject's performance on the trial as either acceptable or unacceptable, wherein an acceptable performance is performance at or above the subject's acceptable performance threshold, and an unacceptable performance is performance below the subject's acceptable performance threshold; and reinforcing acceptable performance by selectively stimulating the subject's vagus nerve after completion of the acceptable performance. | 1. A method for treating neural deficits resulting from multiple sclerosis, the method comprising: assessing a subject'ss motor, sensory, cognitive, or emotional deficits caused by multiple sclerosis; selecting a rehabilitative task based on the subject'ss deficits; determining an acceptable performance threshold for the subject on the rehabilitative task; and providing a paired training therapy, wherein the paired training therapy comprises having the subject to perform a trial of the rehabilitative task; classifying the subject'ss performance on the trial as either acceptable or unacceptable, wherein an acceptable performance is performance at or above the subject'ss acceptable performance threshold, and an unacceptable performance is performance below the subject'ss acceptable performance threshold; and reinforcing acceptable performance by selectively stimulating the subject'ss vagus nerve after completion of the acceptable performance.
1770 | Hand therapy kit | A hand therapy kit includes a housing having a lid that is expandable from a folded position to an unfolded position to expose a working surface on an inside of the lid. An elastic cord is attached at two or more anchor points on the working surface to define at least one gap for receiving a finger. The finger can be therapeutically exercised by moving from a first position proximal to the working surface to a second position distal to the working surface. The hand therapy kit can also include removable hand therapy modules. | 1. A hand therapy kit comprising: a housing that includes a lid, wherein said lid is expandable from a folded configuration to an unfolded configuration to expose a substantially planar working surface on an inside of said lid; a first elastic cord attached to said substantially planar working surface, said first elastic cord defining a first gap between a first anchor point and a second anchor point on said substantially planar working surface, said first gap sized to receive a first finger; and a second elastic cord defining a second gap between a third anchor point and a fourth anchor point on said substantially planar working surface, said second gap sized to receive a second finger, wherein said first elastic cord is configured to provide a first positive resistance as said first finger moves from a first position proximal to said substantially planar working surface to a second position distal to said substantially planar working surface and said second elastic cord is configured to provide a second positive resistance as said second finger moves from said first position to said second position.
1771 | Living body tissue three-dimensional model and production method therefor | An internal tissue including a lesion region in the human body is modeled as a three-dimensional model. By reconstructing thickness or flexibility of a lumen wall portion including the lesion region and making it possible to confirm a motion of the lumen wall or a flow of fluid in the inside of the lumen wall, a state of the lesion region in the lumen can be confirmed clearly by visual inspection or the like. As a result, the diagnosis in the lumen can be made easier. | 1. A method for producing a living body tissue three-dimensional model comprising: lamination shaping the living body tissue three-dimensional model using the lesion region tomographic data produced based on three-dimensional data of a lesion region of a living body tissue in which a thickness of a lumen wall portion of a lumen portion including the lesion region is reconstructed; and implanting a plurality of cantilever flow indicating elements into a wall of the living body tissue three-dimensional model; wherein the cantilever flow indicating elements are small pieces each in the form of a thin plate formed in a projecting manner from the wall and each comprising a flexible leg portion and a flow abutting portion, the flexible leg portion having one end implanted into the wall, the flow abutting portion being formed at an other end of the flexible leg portion, a width of the flow abutting portion being greater than a width of the flexible leg portion.
1772 | Method and system to create custom, user-specific eyewear | Systems and methods for creating fully custom products from scratch without exclusive use of off-the-shelf or pre-specified components. A system for creating custom products includes a computer communicatively coupled with an image capture device and configured to construct an anatomic model of the user based on captured image data and/or measurement data. The computer provides a configurable product model and enables preview and automatic or user guided customization of the product model. A display is communicatively coupled with the computer and displays the custom product model superimposed on the anatomic model or image data of the user. The computer is further configured to provide the customized product model to a manufacturer for manufacturing eyewear for the user in accordance with the customized product model. | 1. A computer-implemented method for creating a model of an individual-specific eyewear product, using a computer system, the method comprising: receiving one or more images of an individual'ss anatomy; determining or receiving one or more quantified geometric parameters of a contour or surface of the individual'ss anatomy; creating or receiving a parameterized anatomic model of the contour or surface of the individual'ss anatomy, based on the one or more quantified geometric parameters and the received one or more images; generating a product model including a frame portion and a lens portion of an individual-specific eyewear product, the product model comprising a parameterized configurable solid model or a parameterized configurable surface model; aligning the product model with the anatomic model; shaping a surface or a contour of the frame portion of the product model to match the contour or surface of the anatomic model based on a difference between the product model and the anatomic model; determining or receiving one or more parametric constraints on the product model and maintaining the one or more parametric constraints during the shaping of the surface or the contour of the frame portion of the product model; receiving a request for modification to one or more configurable features of the product model; generating an updated product model, based on the modification to the one or more configurable features of the product model and the one or more parametric constraints; and generating instructions for manufacturing the individual-specific eyewear product based on the updated product model.
1773 | Method and system to create custom, user-specific eyewear | Systems and methods for creating fully custom products from scratch without exclusive use of off-the-shelf or pre-specified components. A system for creating custom products includes an image capture device for capturing image data and/or measurement data of a user. A computer is communicatively coupled with the image capture device and configured to construct an anatomic model of the user based on the captured image data and/or measurement data. The computer provides a configurable product model and enables preview and automatic or user-guided customization of the product model. A display is communicatively coupled with the computer and displays the custom product model superimposed on the anatomic model or image data of the user. The computer is further configured to provide the customized product model to a manufacturer for manufacturing eyewear for the user in accordance with the customized product model. The manufacturing system is configured to interpret the product model and prepare instructions and control equipment for the manufacturing of the customized product. | 1. A computer-implemented method for generating an individual-specific eyewear product, using a computer system, the method comprising: storing a correspondence between an anatomic characteristic and an eyewear design attribute; receiving, over an electronic network, an anatomic characteristic of an individual; retrieving an eyewear design attribute associated with the anatomic characteristic of the individual, based on the stored correspondence between the anatomic characteristic and the eyewear design attribute and based on the individual'ss style descriptor(s), attire, eyewear style, eyewear material, eyewear shape, color, eyewear finish, eyewear position, eyewear lens size, skin feature(s), facial feature(s), hair feature(s), age, gender, ethnicity, local trend(s), occupation, word usage, place(s) visited, artistic preference(s), or a combination thereof; determining, based on the retrieved eyewear design attribute, a computerized parametric model of an individual-specific eyewear product for the individual; determining or receiving over the electronic network, a geometric modification to the computerized parametric model of the individual-specific eyewear product; and electronically generating an updated computerized parametric model of the product based on the geometric modification to the one or more configurable features of the computerized parametric model of the individual-specific eyewear product.
1774 | Reverse battery protection device and operating method thereof | A wearable device includes: a touch screen; an acceleration sensor configured to generate an acceleration signal; an optical sensor using a light source and configured to generate a touch interrupt signal; and a control unit configured to detect a wearing state of the wearable device, the wearing state of the wearable device including a not-wearing state for the wearable device, a wrist wearing state, and a hand gripping state on the basis of the acceleration signal and the touch interrupt signal, and to execute a function corresponding to the wearing state of the wearable device. | 1. A wearable device, comprising: a main body including a display; a strap connected to the main body; and a heartbeat sensor including: a light emitting unit configured to emit light and a light receiving unit configured to detect reflected light of the emitted light, wherein the heartbeat sensor is centrally located within the main body; a first layer having a first side and a second side, wherein the first side faces the light emitting unit and the light receiving unit, wherein the first layer includes: a plurality of openings, each respectively positioned to be aligned with one of the light emitting unit or the light receiving unit to permit passage of light; and a first partition disposed between the plurality of openings to separate the plurality of openings from each other; a protruding part extending from the first partition in a direction that is away from the first side of the first layer, wherein an end of the protruding part faces a direction that is opposite to a direction that the light emitting unit faces; and a second layer disposed on the second side of the first layer, the second layer including: a plurality of windows positioned to be aligned with the plurality of openings of the first layer, respectively; and a second partition disposed between the plurality of windows to separate the plurality of windows from each other, wherein one side of the second partition is positioned to be adjacent to the first partition, wherein a width of the first partition is greater than a width of the second partition, and wherein, when the first layer is placed on the heart beat sensor, the protruding part is positioned between the light emitting unit and the light receiving unit.
1775 | Automatic calibration for reflective lens | Example embodiments include a lens having an IR-reflective coating that is selectively applied to form a variable infrared (IR) interaction pattern on the lens. The variable IR interaction pattern may vary in the manner it interacts with IR wavelengths, so as to provide a machine-readable code when the lens is illuminated by IR light. Accordingly, variable IR interaction patterns may be used to identify particular lenses. Accordingly, a glasses-style, modular, head-mountable device (HMD) may identify which of a number of different possible lenses are currently attached to the HIVID, and update certain processes according to the lens or lenses is or are attached. For example, an HIVID may calibrate an eye-tracking process according to the particular lens that is attached. | 1. A method comprising: receiving, by a computing system, infrared (IR) image data of a lens, wherein the image data is captured while an inner surface of the lens is illuminated with infrared light; detecting, by the computing system, in the IR image data of the lens, a reflection of an eye area from the lens; detecting, by the computing system, in the IR image data of the lens, a variable IR interaction pattern of the lens; determining, by the computing system, a lens that corresponds to the detected variable IR interaction pattern; calibrating, by the computing system, an eye-analysis process based on the determined lens; and after calibrating the eye-analysis process, applying the eye-analysis process to the reflection of the eye area to determine data corresponding to an eye.
1776 | Systems and methods for individual identification and authorization utilizing conformable electronics | A device embodiment includes, but is not limited to, a deformable substrate; a sensor assembly including an identity sensor configured to generate identity sense signals associated with a physical characteristic of an individual subject; circuitry including an identity comparison module configured to compare the identity sense signals to reference data indicative of one or more physical characteristics associated with an identity of at least one individual to determine whether the identity sense signals correspond to the identity of the at least one individual, the circuitry including an authorization comparison module configured to compare at least one of the identity sense signals or the identity with one or more authorization parameters; and a reporter configured to generate one or more communication signals associated with a comparison of at least one of the identity sense signals with the authorization parameters or the identity with the one or more authorization parameters. | 1. A device, comprising: a deformable substrate configured to conform to a skin surface of a body portion of an individual subject; a sensor assembly coupled to the deformable substrate, the sensor assembly including one or more identity sensors configured to generate one or more identity sense signals associated with at least one physical characteristic of the individual subject; at least one of a proximity sensor, a contact sensor, a pressure sensor, or a temperature sensor coupled to the deformable substrate and configured to generate one or more sense signals indicative of whether the deformable substrate is in contact with the skin surface of the individual subject; circuitry operably coupled to the sensor assembly and configured to receive the one or more sense signals indicative of whether the deformable substrate is in contact with the skin surface of the individual subject and configured to activate the one or more identity sensors to generate the one or more identity sense signals when the one or more sense signals indicate that the deformable subject is in contact with the skin surface of the individual subject, the circuitry further configured to receive the one or more identity sense signals associated with the at least one physical characteristic of the individual subject, the circuitry including an identity comparison module configured to compare the one or more identity sense signals generated by the sensor assembly to reference data indicative of one or more physical characteristics associated with an identity of at least one individual to determine whether the one or more identity sense signals correspond to the identity of the at least one individual, the circuitry including an authorization comparison module configured to compare at least one of the one or more identity sense signals or the identity of the at least one individual with one or more authorization parameters; and a reporter operably coupled to the circuitry and configured to generate one or more communication signals responsive to instruction by the circuitry, the one or more communication signals associated with a comparison of at least one of the one or more identity sense signals with the one or more authorization parameters or the identity of the at least one individual with the one or more authorization parameters, wherein the reporter includes a display device having one or more light emitting elements configured to provide a predetermined pattern of light corresponding to a comparison between at least one of the one or more identity sense signals with the one or more authorization parameters or the identity of the at least one individual with the one or more authorization parameters, and wherein the predetermined pattern includes a first pattern associated with a correspondence between at least one of the one or more identity sense signals with the one or more authorization parameters or the identity of the at least one individual with the one or more authorization parameters being below a threshold correspondence, and wherein the predetermined pattern includes a second pattern associated with a correspondence between at least one of the one or more identity sense signals with the one or more authorization parameters or the identity of the at least one individual with the one or more authorization parameters being at least at the threshold correspondence.
1777 | Augmented and mediated reality welding helmet systems | A welding helmet system is provided. The welding helmet system includes a protective shell and a welding display system. The welding display system is configured to be removably coupled to the protective shell. The welding display system is configured to receive data from a sensor, and to display a welding metric derived from the sensor via the image generation system. | 1. A welding helmet system, comprising: a protective shell; and a welding display system configured to be removably coupled to the protective shell, wherein the welding display system is configured to be positioned on an exterior portion of the protective shell, wherein the welding display system comprises augmented reality eyeglasses, mediated reality eyeglasses, a detachable augmented reality welding shield, a detachable mediated reality welding shield, or a combination thereof, and wherein the welding display system is configured to: receive data from a sensor; and display a welding metric derived from the sensor.
1778 | Cover for tissue penetrating device with integrated magnets and magnetic shielding | A cover for magnetizing a shaft of a tissue-penetrating medical device is disclosed including a sleeve member having a hollow body to form a protective closure over the shaft of the tissue-penetrating medical device. The proximal end of the hollow body provides a receiving space for receiving the shaft of the tissue-penetrating medical device. One or more magnet is disposed on the sleeve member. A magnetic shield composed of one or more shielding materials associated with the cover that minimizes any effects to the clinical environment from magnetic fields generated within the cover. Medical devices and methods of magnetizing the shaft of a tissue-penetrating medical device using the cover are also disclosed. | 1. A cover for magnetizing a tissue-penetrating medical device comprising: a sleeve member having a hollow body with an exterior surface, an interior surface, a proximal end, and a distal end to form a protective closure over a shaft of a tissue-penetrating medical device having a longitudinal axis, the proximal end of the hollow body providing a receiving space for receiving at least a shaft of the tissue-penetrating medical device; one or more magnets disposed along the sleeve member effective to magnetize the shaft; and a magnetic shield composed of one or more shielding materials spray-coated onto the interior surface of the sleeve member, a first face of the one or more magnets being exposed to the receiving space and an opposite face of the one of one or more magnets being exposed to the interior surface of the sleeve with the spray-coated magnetic shield.
1779 | Flat capacitor for an implantable medical device | One aspect provides a capacitor feedthrough assembly having an electrically conductive member dimensioned to extend at least partially through a feedthrough hole of a case of the capacitor, the conductive member having a passage therethrough. | 1. A capacitor comprising: one or more anodes; a cathode structure comprising a plurality of integrally connected cathode plates, the cathode structure having a serpentine shape, interweaving under and over each of the one or more anodes, wherein each of the one or more anodes is located between a pair of adjacent cathode plates; and a plurality of separators, at least one of the plurality of separators is located between each of the one or more anodes and each of the plurality of cathode plates; and an aluminum case having an etched inner surface, and a lid having an etched inner surface attached to the case, wherein the anodes and cathode structure are disposed within the case; wherein the cathode structure is electrically coupled to a cathode conductive tab, and the cathode conductive tab has at least a portion positioned between the case and the lid, wherein the cathode stacks are electrically coupled with the etched inner surfaces of the case and the lid.
1780 | Transdermal antenna | A transdermal antenna may be partially inserted into a cavity in the body of a mammal to receive wireless data transmissions from devices located within the body and relay the data to devices located outside of the body. The transdermal antenna may include a first antenna which may be inserted inside of the body cavity and receive radio frequency data transmissions from devices located inside the body. The transdermal antenna may conduct the received data transmissions to a relay mechanism located outside of the body using coaxial cables, waveguides or a combination of both. The relay mechanism may relay the conducted data transmissions to a receiver device located outside of the body by using a wire connection, such as a coaxial cable, or a wireless communication link via a transceiver coupled to a second antenna. | 1. A transdermal antenna for transporting data comprised in wireless signals from a cavity inside a mammalian body, to outside the body, the apparatus comprising: a trocar comprising a shaft having a first end configured to pierce mammalian tissue and be positioned in the cavity and a second end located outside the cavity when the first end is located in the cavity; an internal antenna comprised in the first end of the trocar and configured to receive wireless signals generated inside the cavity; an energy conductor coupled to the internal antenna and traverses a length of the trocar within the shaft, such that the energy conductor is operable to transport data comprised in the received signals from the internal antenna to the second end of the trocar; and an external antenna or transceiver located at the second end of the trocar and coupled to the energy conductor that receives and transmits the transported data.
1781 | Method, apparatus, and system for pushing network content | A method, an apparatus, and a system for pushing network content includes receiving an identity of a user and a current status parameter of the user, acquiring user information associated with the identity including personal information of the user and a browsing history of the user, selecting network content according to the status parameter and the user information, and pushing the network content to a terminal device configured to display the network content. | 1. A method for pushing network content, comprising: receiving an identity of a user and a current status parameter of the user, wherein the current status parameter comprises a current motion status and a current heart rate detected by a wearable device associated with the user; acquiring user information associated with the identity, the user information comprising personal information of the user and a browsing history of the user; determining whether the current heart rate reaches a preset threshold; in response to determining that the current heart rate reaches the preset threshold, determining whether the current motion status is associated with a first activity predetermined to cause the current heart rate to reach the preset threshold; in response to determining that the current heart rate does not reach the preset threshold, selecting, based on the user information, network content associated with a second activity predetermined not to cause the current heart rate of the user to reach the preset threshold; based on a determination that the current heart rate reaches the preset threshold and the current motion status is associated with the first activity, selecting, based on the user information, network content associated with the first activity; based on a determination that the current heart rate reaches the preset threshold and the current motion status is not associated with the first activity, selecting, based on the user information, network content associated with an emotion of the user predetermined to cause the current heart rate to reach the preset threshold, wherein the emotion of the user is indicative of at least one of an emotional fluctuation and an emotional stress; and pushing the network content to a terminal device configured to display the network content.
1782 | Smart device | An Internet of Thing (IoT) device includes a body with a processor, a camera and a wireless transceiver coupled to the processor. | 1. A device, comprising: a processor coupled to a wireless transceiver; a camera to capture device environment and provide 3D models for neighboring objects, wherein the camera determines distances of the neighboring objects from the camera; an accelerometer to detect acceleration of the device; a first module to navigate the device from a start to a destination; and a second module to analyze a neighboring object motion based on camera and accelerometer outputs and to apply a control motion of a professional to improve navigation of the device; wherein device further comprising a code to collect travel data from neighboring vehicles and coordinate travel path for a plurality of vehicles to decrease travel cost, travel time, energy cost, air pollution.
1783 | Stretchable circuit board and method for manufacturing stretchable circuit board | A stretchable circuit board includes: a stretchable portion 50 that includes a stretchable base 53 haying stretchability and a stretchable wiring 55 formed on a first main surface 53 a of the stretchable base 53 and having stretchability; and a non-stretchable portion 30 that includes a base substrate 34 having stretchability lower than that of the stretchable base 53 and a draw-out wiring 35 formed on a main surface 32 b of the base substrate 34, in which the main surface 53 a of the stretchable portion 53 and the main surface 32 b of the base substrate 34 are joined with each other, and the stretchable wiring 55 and the draw-out wiring 35 are electrically connected with each other. In addition, the main surface 32 b of the base substrate has a rough surface with projections and depressions. | 1. A stretchable circuit board, comprising: a stretchable portion that includes a stretchable base having stretchability and a stretchable wiring formed on a first main surface of the stretchable base and having stretchability; and a non-stretchable portion that includes a base substrate having stretchability lower than that of the stretchable base and a draw-out wiring formed on a first main surface of the base substrate, wherein the first main surface of the stretchable base and the first main surface of the base substrate are joined with each other, the stretchable wiring and the draw-out wiring are electrically connected with each other, and the first main surface of the base substrate is a rough surface having a projection and a depression.
1784 | Radiographic imaging apparatus and method, and console device | A radiographic imaging apparatus includes an electronic cassette and a console device for radio communication with the electronic cassette. The electronic cassette includes a transmitter for transmitting a beacon for the radio communication. A regulation unit regulates beaconing of the beacon in a predetermined specific state among plural operational states. The console device includes a receiver for receiving the beacon. A communication failure detector checks whether a communication failure has occurred in the radio communication according to a receiving state of the beacon in the receiver. A display panel or speaker generates alert notification to notify the communication failure assuming that the communication failure detector judges that the communication failure has occurred. An operational state detector checks whether the electronic cassette is in the specific state. An alert manager avoids generation of the alert notification while the operational state detector judges that the electronic cassette is in the specific state. | 1. A radiographic imaging apparatus, including an electronic cassette and a console device for radio communication with said electronic cassette, comprising: said electronic cassette including: a transmitter for transmitting a beacon for said radio communication; a regulation unit for regulating beaconing of said beacon in a predetermined specific state among plural operational states; said console device including: a receiver for receiving said beacon; a communication failure detector for checking whether a communication failure has occurred in said radio communication according to a receiving state of said beacon in said receiver; an alert indicator for generating alert notification to notify said communication failure assuming that said communication failure detector judges that said communication failure has occurred; an operational state detector for checking whether said electronic cassette is in said specific state; an alert manager for avoiding generation of said alert notification while said operational state detector judges that said electronic cassette is in said specific state.
1785 | Microwave antenna with cooled handle | According to one aspect of the present disclosure, a microwave antenna assembly is disclosed. The antenna assembly includes a feedline having an inner conductor, an outer conductor and an inner insulator disposed therebetween and a radiating portion including a dipole antenna having a proximal portion and a distal portion. The antenna assembly also comprises a sheath disposed over the feedline and the radiating portion defining a chamber around the feedline and the radiating portion. The chamber is adapted to circulate coolant fluid therethrough. The antenna assembly further includes a connection hub having cable connector coupled to the feedline, an inlet fluid port and an outlet fluid port. The connection hub includes a bypass tube configured to provide for flow of the coolant fluid from the cable connector directly to the outlet fluid port. | 1. An electrosurgical energy delivery device comprising: a hub including a proximal portion and a distal portion; a sheath extending distally from the hub, the sheath defining a chamber; a feedline configured to deliver electrosurgical energy, the feedline including an inner conductor, an outer conductor, and an inner insulator disposed between at least a portion of the inner conductor and the outer conductor, wherein at least a portion of the feedline is disposed within the chamber defined by the sheath; and a fluid flow tube disposed within the chamber defined by the sheath, the fluid flow tube configured to deliver a fluid to the chamber defined by the sheath to cool the portion of the feedline disposed within the chamber defined by the sheath and to return the fluid to the hub.
1786 | Method and system for detecting location of fixed wireless asset in a hospital environment | A system is disclosed for determining the location of fixed wireless assets (FWAs). The system includes at least one FWA having an asset tracking number, at least one mobile device wirelessly coupled to the FWA via a first communication link, and a database having information that associates people with locations. The mobile device is assigned to one of these people. The system also includes a computer that is coupled to the FWA via a second communication link and to the database. The FWA is configured to forward the data received from the mobile device to the computer along with the FWA's asset tracking number. The computer is configured to determine the location of the FWA based at least in part on the data received from the FWA and the information retrieved from the database. | 1. A system comprising: at least one fixed wireless asset (FWA) having an asset tracking number; a database comprising information associating a patient with a location; and a computer coupled to the at least one FWA and to the database; wherein the at least one FWA is configured to forward to the computer at least a portion of data including patient registration information along with the asset tracking number; wherein the computer is configured to receive the data and the asset tracking number from the at least one FWA and retrieve the information associating the patient with the location from the database; and wherein the computer is further configured to determine the location of the at least one FWA based at least in part on the data received by the computer from the at least one FWA and the information associating the patient with the location retrieved from the database.
1787 | System, apparatus and method for eye protection | A safety system includes safety glasses and an apparatus. The safety glasses include an electronic system having a sensor configured to detect when the safety glasses are worn by a user and a wireless communication device. The apparatus includes a body housing an electrical isolation device and a wireless communication device. The body includes a first end defining a female electrical socket, a second end defining a male electrical plug and a fastening device coupled to the body and configured to move from an open position to a closed position in which an electrical cord that is electrically coupled to the body at one of the first end or the second end is also physically secured to the body by the fastening device. The electrical isolation device is configured to prevent current flow in the line conductor included in the body when the safety glasses are not being worn by the user. | 1. A system providing eye protection to a user employing each of a first power cord including a male plug and a second power cord including a female socket, the system comprising: safety glasses including an electronic system having a sensor configured to detect when the safety glasses are worn by the user and a first wireless communication device; and an apparatus configured to electrically couple to each of the first power cord and the second power cord, respectively, the apparatus including: an electrical isolation device configured to prevent current flow in at least one conductor included in the apparatus; a second wireless communication device configured to wirelessly couple to the first wireless communication device; a body housing the electrical isolation device and the second wireless communication device, the body including: a first end defining a female electrical socket coupled to a line conductor included in the body and a neutral conductor included in the body, the female electrical socket configured to electrically couple to the male plug; and a second end defining a male electrical plug coupled to the line conductor and the neutral conductor, the male electrical plug included in the body configured to electrically couple to the female socket included in the second power cord; and a fastening device pivotally coupled to the body and configured to pivot from an open position to a closed position to secure at least one of the first power cord and the second power cord to the body with the at least one power cord electrically coupled to the body, wherein the second wireless communication device is configured to receive a wireless signal transmitted from the first wireless communication device, the wireless signal providing information concerning whether the user is wearing the safety glasses, and wherein the electrical isolation device operates to allow current flow in the line conductor when the information provided by the wireless signal indicates that the safety glasses are being worn by the user.
1788 | Massager communication device, system, and method | Embodiments of the present invention provide a massager device, system, and method. A massager is configured to communicate (directly or indirectly) a user feedback message to a target in response to a determination that an event has occurred. The massager may be a sexual aid. User feedback messages may be generated based on various pre-sets and/or user selections established to determine a message medium type, content for inclusion in the user feedback message, the target, the event, and other customizations. The content of the user feedback messages may be generated according to a content selection method, such as random, user-customized, pre-sets, categorical, or based on usage parameters, such as biometric, massager settings, and temporal data. | 1. A massager comprising: a vibration unit; and at least one computing device comprising a processor and memory, the memory comprising instructions, which when executed by the processor, cause the at least one computing device to: receive user input comprising a user preference; analyze usage data for the massager; determine that an event has occurred based on the analysis; communicate at least one user feedback message to a target in response to the determination, wherein the at least one user feedback message comprises at least one item of content selected based on the user preference; and execute a purchase order in response to the determination.
1789 | Hypodermic injection device incorporated in a case for a portable electronic device | A hypodermic injection device configured to be attached to a portable electronic device is disclosed herein. The hypodermic injection device can be an auto-injector for delivering a dose of an injectable medicament. The injection device can include a durable barrier providing a sheath over an injectable cannula to maintain sterility of an injectable cannula that delivers the medicament. The injection device can also include tamper proof features such as by requiring that deployment of the device only be possible after completing two mechanical manipulations so as to prevent accidental discharge of the injection device. By incorporating the injection device within a case for a portable electronic device, the injection device is readily available to those that rely on auto-injectors to provide emergency therapeutic treatment, and is much less likely to be forgotten or left behind by a user than a typical auto-injector. | 1. A hypodermic injection device, comprising: an enclosure having an internal cavity, the enclosure including a safety cover preventing access to a button while the safety cover is in a closed position; a cartridge situated within the cavity and configured to be slidably displaced within the cavity, the cartridge including: a housing, a reservoir housing at least one dose of a fluid medicament; a cannula having a first end configured for hypodermic injection, a second end opposite the first end, and an inner channel in fluid connection with the reservoir, the inner channel terminating proximate the first end of the cannula; a spring-loaded plunger configured to urge the fluid medicament through the inner channel of the cannula responsive to release of a safety catch preventing actuation of the spring-loaded plunger; a resilient sheath covering the first end of the cannula so as to maintain the cannula in a sterile condition; and one or more locking pins, biased outwardly from the cartridge and adapted to be received by one or more complementary ports so as to secure the cartridge in the enclosure and thereby prevent at least a portion of the cartridge including the cannula from sliding with respect to the cavity; a release arm situated to release the safety catch responsive to the resilient sheath being urged toward the housing, and wherein the cartridge is configured to be urged from a first position, where the cannula is situated entirely within the internal cavity of the enclosure, to a second position, where the first end of the cannula extends from the internal cavity to an exterior of the enclosure, the cartridge being urged to the second position in response to the depression of the button covered by the safety cover.
1790 | System, and process, and device for emission or augmentation of energy affecting the human body | A chip may be programmed to emit and/or augment energy tuned to interact with bodily functions through transdermal contact. The chip may be programmed by using a pair of Tesla pancake coils, each coupled to a spherical electrode and driven to create an energetic field between the electrodes. Embodiments may include systems that include the programmed chip in a fabric body. The systems may be wearable so that the effects of the programmed chip may be applied to selected areas of the human body. Some embodiments may be useful for augmenting healing of ailments. | 1. A device for emission of energy, comprising: a substrate; and a programmable layer of the substrate, wherein: the programmable layer is programmed with longitudinal electromagnetic scalar waves passed through a tuning medium apart from the substrate, the longitudinal electromagnetic scalar waves having an amplitude of the waveform change to modulate desired information onto a carrier wave, electromagnetic waves in the form of light and/or sound are used to modulate the carrier wave as it programs the substrate at either one or any combination of receiving and transmitting pancake coils, and the programmable layer is configured to emit and/or augment energetic information from the substrate, tuned via the longitudinal electromagnetic scalar waves, the energetic information being tuned for interaction with a human body.
1791 | Charging system incorporating data communication and power transmission using opposite polarity half-wave rectified signals received by implanted device | A system for transferring power to, and communicating with, at least one body-implantable active device includes an external power transfer system associated with an external device disposed outside of a body, operable to transfer power through a dermis layer to each body-implantable active device, and communicate data to and from each body-implantable active device, and also includes a power receiving system associated with each body-implantable active device, operable to receive power transferred from the external power transfer system, and communicate data to and from the external power transfer system. The body-implantable active device may include an implantable neurostimulation system. | 1. A system for transferring power and communicating data from an external power transfer system (EPTS) to at least one body-implantable active device (BIAD) through a dermis layer, said system comprising: an EPTS for being disposed external to a dermis layer of a body; and a BIAD for being disposed beneath the dermis layer of the body; the EPTS including: a transmit coil; a transmit coil driver circuit operable to drive the transmit coil with a resonant current at a resonant frequency; and a forward telemetry circuit operable to modulate the resonant current responsive to a forward telemetry transmit data signal received on an input thereof; the BIAD including: a receive coil tuned to the resonant frequency of the transmit coil and operable to inductively receive power therefrom when in proximity thereto; a power receiving circuit coupled to the receive coil, said power receiving circuit including a first half-wave rectifier circuit having a first polarity and operable to provide on an output thereof a first rectified voltage, and which output is coupled to a power delivery circuit within the BIAD; and a telemetry receiving circuit coupled to the receive coil, said telemetry receiving circuit including a second half-wave rectifier circuit having a second polarity opposite the first polarity, and operable to provide on an output thereof a rectified data output signal corresponding to the forward telemetry transmit data signal.
1792 | Smart device | An Internet of Thing (IoT) device includes a camera coupled to a processor; and a wireless transceiver coupled to the processor. Blockchain smart contracts can be used with the device to facilitate secure operation. | 1. An Internet of Things (IOT) device, comprising: a device unit having an address; an accelerometer coupled to the unit to detect acceleration; a wireless transceiver; and a processor to identify the unit in a distributed ledger with the address and coupled to the transceiver and the accelerometer, the processor storing tamperproof events on the distributed ledger and executing terms of a smart contract in the ledger generated by another machine using a module for forming a contract with the other machine when the module receives from the other machine a manifestation of intent to contract and responds with an assent to accept the contract.
1793 | Smart device | An Internet of Thing (IoT) device includes a body and sensors including a camera and an accelerometer; a processor; and a wireless transceiver coupled to the processor. | 1. A system, comprising: a body to contain food or drink; a processor in the body and coupled to a wireless transceiver; and a camera coupled to the body to detect mildew presence as a quality of one or more objects in the body; one or more sensors in the body coupled to the processor to sense quantity and quality status of food or drink; and a learning machine coupled to the camera and one or more sensors to classify the objects in the body and determine object consumption pattern; wherein the body comprises a refrigerator housing, further comprising a plurality of shelves or bins that receive digitally responsive containers requiring refrigeration: one or more wireless charging pads or layers each positioned on a shelf to power the digitally responsive containers; a transceiver coupled to a network to access the Internet and to communicate with one or more appliances coupled to the network.
1794 | Pedestrian velocity estimation | Systems, methods and computer-readable mediums are disclosed for GNSS velocity estimation for pedestrians. In some implementations, a method includes receiving a periodic sensor signal; determining a fundamental motion frequency of the periodic sensor signal; extracting a periodicity feature from the periodic sensor signal based on the fundamental motion frequency; and responsive to the extracting, initiating pedestrian velocity estimation. | 1. A method comprising: generating, by one or more motion sensors of a mobile device, a periodic sensor signal in response to periodic motion of the mobile device caused by a user'ss arm swing; receiving, by a processor of the mobile device, the periodic sensor signal; determining, by the processor, a fundamental motion frequency of the periodic sensor signal using a sliding window Discrete Fourier Transform (DFT), where length of the sliding window is approximately equal to a fundamental period of the user'ss arm swing, and lowest non-zero frequency bin output by the DFT is selected as the fundamental motion frequency; extracting, by the processor, a periodicity feature from the periodic sensor signal based on the fundamental motion frequency; responsive to the extracting, configuring a global navigation satellite system (GNSS) receiver of the mobile device to estimate GNSS velocity of the GNSS receiver; and displaying, by the mobile device, the user'ss speed or distance traveled based on the estimated GNSS velocity.
1795 | Electronic glasses and method for correcting color blindness | Electronic glasses having a display that correct for color blindness, and a method for operating the same. A user request for correction of color blindness is received. In response, a specific color is displayed, which is selected for correction of color blindness on the display. The display may be operated in a transparent state or in a display mode in which images are displayed. A color adjustment application may be executed to obtain color measurement result information for the particular user, where the specific color selected for correction of color blindness may be based on the measurement result information. | 1. A method for operating electronic glasses, the method comprising: receiving a user request for correction of color blindness; in response to the user request, displaying a specific color selected for correction of color blindness on a display of the electronic glasses, and operating the display in a partially transparent state with the specific color displayed so as to correct for color blindness of a user; and in response to a user request for fine adjustment, displaying a guide on the display to guide a user input for changing the specific color for correction of color blindness, wherein the guide includes at least two regions each displaying a different color, the at least two regions displayed concurrently with the guide, such that as the user input causes the specific color to change, a color contrast between the at least two regions increases.
1796 | Association-based product design | A method for designing a new product includes automatically identifying a plurality of components of stored products, wherein the plurality of components is associated with an existing component included in a design of the new product, automatically selecting a new component from among the plurality of components, wherein a relationship between the existing component and the new component optimizes a design objective for the new product, automatically adding the new component to the design for the new product, and iteratively repeating the identifying, the selecting, and the adding until a stopping criterion is met, wherein the design for the new product is complete when the stopping criterion is met. | 1. A device for designing a new electronic device, the device comprising: a processor; and a non-transitory computer-readable medium storing instructions which, when executed by the processor, cause the processor to perform operations, the operations comprising: extracting, from a data packet sent over a communications network by a user endpoint device, a seed that serves as a starting component for the new electronic device and a design objective for the new electronic device, and wherein the seed comprises an electronic component; automatically identifying a plurality of electronic components of electronic devices for which data is stored in a database, wherein the plurality of electronic components is associated in the database with the seed; automatically selecting a new electronic component from among the plurality of electronic components, wherein an association between the seed and the new electronic component optimizes the design objective; automatically adding the new electronic component to a working product design for the new product electronic device; iteratively repeating, by the processor, the automatically identifying, the automatically selecting, and the automatically adding until a stopping criterion is met, wherein a result of the iteratively repeating until the stopping criterion is met is a complete product design for the new electronic device; receiving human feedback relating to the complete product design for the new electronic device; and repeating at least one of the automatically identifying, the automatically selecting, the automatically adding, or the iteratively repeating, in response to the human feedback, in order to modify the complete product design.
1797 | Embedded motion sensing technology for integration within commercial ultrasound probes | An ultrasound system including an ultrasound machine and an ultrasound probe. The ultrasound probe includes an ultrasound transducer, ultrasound circuitry, a six degree of freedom (6-DOF) sensor, and a probe housing. The probe housing encases the ultrasound transducer and the 6-DOF sensor. By embedding motion-sensing technology directly within the housing of the ultrasound transducer, the position and orientation of the ultrasound probe can be tracked in an automated manner in relation to an indicator mark on the ultrasound screen. This allows assisting technologies to mitigate human error that arises from misalignment of the transducer indicator. | 1. An embedded ultrasound training system, the ultrasound training system having a standard mode and a training mode, the ultrasound training system comprising: (a) an ultrasound machine, the ultrasound machine displaying a probe indicator icon, the ultrasound machine configured to operate in the standard mode and the training mode; and (b) an ultrasound probe, the ultrasound probe communicating with the ultrasound machine through a data cable, the ultrasound probe comprising: (i) a sensing head; (ii) an ultrasound transducer that, when operated, transmits acoustic waves from and measures reflected waves received at the sensing head to produce a reflected wave signal, (iii) ultrasound circuitry, the ultrasound circuitry receiving the reflected wave signal from the ultrasound transducer and transmitting an image signal to the ultrasound machine, (iv) a reference indicator, the reference indicator comprising a direction indicator to orient the ultrasound probe, (v) an inertial sensor, the inertial sensor measuring a position and an orientation of the ultrasound probe, the inertial sensor comprising an accelerometer; (vi) a compression sensor, the compression sensor comprising a resistive strain gauge and measuring a force on the sensor head, and (vii) a probe housing encasing the ultrasound transducer, the inertial sensor, and the compression sensor; and (c) a library of pre-recorded ultrasound cases connected to the training mode to simulate the functioning of the ultrasound probe as if in actual standard mode; wherein the ultrasound transducer is active in the standard mode to allow a user to scan a patient through transmitted acoustic waves and reflected acoustic waves, the ultrasound transducer is inactive in the training mode to allow the user to use the ultrasound probe as a motion sensing peripheral in a simulated environment to navigate the library of pre-recorded ultrasound cases, whereby, the position and the orientation of the ultrasound probe are displayed on the ultrasound machine.
1798 | Amplifying pulsed laser radiation for EUV radiation production | Systems, methods, and apparatus, including non-transitory computer-readable storage medium, for amplifying pulsed laser radiation in an EUV laser driver are provided. An example EUV laser driver includes a beam source configured to produce the pulsed laser radiation with at least one laser frequency, an amplifier arrangement with at least one optical amplifier for amplifying the pulsed laser radiation, the at least one optical amplifier having a frequency-dependent gain with a maximum gain at a maximum frequency, at least one frequency shifter configured to produce a frequency shift for the laser frequency of the pulsed laser radiation relative to the maximum frequency, and a controller configured to set the frequency shift such that a gain of the at least one optical amplifier for the pulsed laser radiation is reduced to less than a percentage, e.g., 90%, 70%, or 50%, of the maximum gain. | 1. An EUV laser driver comprising: a beam source configured to produce pulsed laser radiation with at least one laser frequency; an amplifier arrangement with at least one optical amplifier amplifying the pulsed laser radiation, the at least one optical amplifier having a frequency-dependent gain with a maximum gain at a maximum frequency; at least one frequency shifter configured to produce a frequency shift for the laser frequency of the pulsed laser radiation relative to the maximum frequency of the at least one optical amplifier; and a controller configured to set the frequency shift for the at least one frequency shifter, wherein the pulse laser radiation having the shifted laser frequency is operable to be amplified by the at least one optical amplifier with a gain reduced to less than a specific percentage of the maximum gain of the at least one optical amplifier and then to be focused onto a target material for emitting EUV radiation.
1799 | Alignment system and extreme ultraviolet light generation system | An alignment system for a laser apparatus includes a guide laser device outputting a guide laser beam, an adjusting mechanism adjusting travel directions of the guide laser beam and a laser beam from the laser apparatus, a beam path combiner controlling travel directions of the laser beam and the guide laser beam to substantially coincide with each other, a first optical detection unit provided from the beam path combiner detecting the laser and guide laser beams, a first controller controlling the adjusting mechanism based on a first optical detection unit detection result, a beam steering unit downstream from the beam path combiner controlling travel directions of the laser and guide laser beams, a second optical detection unit downstream from the beam steering unit detecting the guide laser beam, and a second controller controlling the beam steering unit based on a second optical detection unit detection result. | 1. An alignment system for use with a laser apparatus, comprising: a guide laser device configured to output a guide laser beam, the guide laser device being configured such that average output power of the guide laser beam is smaller than average output power of a laser beam from the laser apparatus; an adjusting mechanism configured to adjust a travel direction of the laser beam; a beam path combiner configured to adjust a travel direction of the laser beam, and a travel direction of the guide laser beam to substantially coincide with each other; an optical detection unit configured to detect the laser beam and the guide laser beam; a controller configured to control the adjusting mechanism based on a detection result of the optical detection unit, wherein the adjusting mechanism is provided upstream from the beam path combiner in a beam path of the laser beam.
1800 | Implant current controlled battery charging based on temperature | A method for wirelessly charging a battery in an implantable medical device including the steps of: providing a receiver in the implantable medical device and providing a temperature sensor in the implantable medical device. The method also includes receiving, via the receiver, a wireless power signal from an external charger and converting the wireless power signal into a battery charge signal including power for recharging the battery. The method yet also includes sensing a temperature of the implantable medical device with the temperature sensor. The method further includes changing a current of the battery charge signal from a first non-zero current to a second non-zero current that is different from the first non-zero current. Changing of the current of the battery charge signal is based on the temperature sensed by the temperature sensor. | 1. A method for charging a battery in a medical device, the method comprising the steps of: providing a temperature sensor in the medical device; storing a plurality of temperature measurements obtained from the temperature sensor over a period of time; analyzing said plurality of temperature measurements to determine historical temperature information; and adjusting a charging rate of the battery based on the determined historical temperature information to optimize the charging of the battery, wherein the adjusting comprises transitioning the charging rate of the battery between a plurality of different non-zero constant current modes and at least one constant voltage mode.
1801 | Continuous wireless powering of moving biological sensors | A system and method for continuous wireless monitoring and powering of at least one sensor is presented. The system is generally comprised of at least one sensor, at least one RF transmitter, an energy harvester, an energy storage unit, a microprocessor and a receiving antenna. Multiple RF transmitters may be positioned in an orthogonal orientation within reach of the receiving antennae to provide equally strong RF fields. The system may additionally include metal shielding around the area in which the system is operating. | 1. A system for continuous wireless powering comprising: an RF energy harvester; a receiving antennae oriented in a three dimensional configuration attached to the RF energy harvester; at least one RF transmitter positioned around the receiving antennae; an energy storage unit connected to the RF energy harvester wherein the energy storage unit is comprised of at least two supercapacitors and a linear voltage regulator; a microprocessor connected to the energy storage unit; and at least one sensor connected to the microprocessor; wherein the microprocessor transmits data collected from the at least one sensor to a computer which stores and presents the data.
1802 | Wireless wearable big data brain machine interface | A wireless wearable high data throughput (big data) brain machine interface apparatus is presented. An implanted recording and transmitting module collects neural data from a plurality of implanted electrodes and wirelessly transmits this over a short distance to a wearable (not implanted) receiving and forwarding module, which communicates the data over a wired communication to a mobile post processing device. The post processing device can send this neural data to an external display or computer enabled device for viewing and/or manipulation. High data throughput is supported by aggregating multiple groups of electrodes by multiple n-channel recording elements, which are multiplexed and then modulated into high frequency wireless communications to the wearable module. Embodiments include use of multiple radiators (multiple polarizations and/or spatially distributed), with beam alignment adjustment. | 1. A wireless wearable brain machine interface apparatus, comprising: (a) an implant recording and transmitting module, configured for receiving neural data from a plurality of implant electrodes on a cranial region of a patient and wirelessly transmitting said neural data, said implant recording and transmitting module comprising: (i) a plurality of multiple-channel neural recorders, each of which is configured for connection to a plurality of implant electrodes from which neural data is received and recorded by said multiple-channel neural recorders which sample neural signals at a sampling rate and convert neural levels through analog-to-digital converters (ADCs) to generate multiple digitized recording outputs; (ii) at least one multiplexer or serializer configured for aggregating digitized outputs from said plurality of multiple-channel neural recorders to reduce the number of bit-streams; and (iii) at least one modulator configured for encoding said neural data into a digital radio frequency transmission; (b) a wearable receiving and forwarding module configured for wirelessly receiving said neural data from said implant recording and transmitting module; (c) a mobile post processing module configured for receiving transmissions from said wearable receiving and forwarding module which is configured for transmitting said neural data to said mobile post processing module; and (d) wherein said mobile post processing module is configured for performing feature extraction and compression on said neural data and wirelessly transmitting neural information to a remote computer-enabled electronic device configured for viewing, storing, and/or manipulating said neural information.
1803 | Audio signal correction and calibration for a room environment | Disclosed are an apparatus and method of processing an audio signal to optimize audio for a room environment. One example method of operation may include recording the audio signal generated within a particular room environment and processing the audio signal to create an original frequency response based on the audio signal. The method may also include identifying a target sub-region of the frequency response which has a predetermined area percentage of a total area under a curve generated by the frequency response, determining whether the target sub-region is a narrow energy region, creating a filter to adjust the frequency response, and applying the filter to the audio signal. | 1. A method, comprising: identifying a target sub-region of a frequency response that is determined to be a narrow energy region; creating a new flattened sub-region based on the target sub-region; adjusting the frequency response, via at least one filter that includes at least one parameter based on the flattened sub-region; and applying the at least one filter to an audio signal.
1804 | Contactless information transfer in CT imaging modality | Among other things, a communication system and technique for transferring information between a stationary unit and a rotating unit of a computed tomography (CT) system is provided. The communication system comprises a transceiver and a contactless data-link comprising at least one physical channel. The transceiver is configured to create at least two logical channels from a single physical channel to provide for transmitting at least two types of information in a single direction and/or to provide for transmitting information bi-directionally. In this manner, an amount of data that can be transmitted over a single physical channel can be increased. | 1. A communication system for communicating information between a rotating member and a stationary member of a computed tomography (CT) system, comprising: a contactless data-link comprising a rotating portion operably coupled to the rotating member of the CT system and a stationary portion operably coupled to the stationary member of the CT system, wherein: the rotating portion is separated from the stationary portion via an airgap, and the contactless data-link comprises a first physical channel consisting of a first winding on the rotating portion and a second winding on the stationary portion; and a transceiver configured to create at least two logical channels over the contactless data-link on the first physical channel.
1805 | Medical communication system and commuication method | The invention relates to a medical communication system, comprising at least one medical device ( 2 a, 2 b, 2 c); a gateway ( 31 ) configured for establishing at least one wireless link to an access point; wherein the medical device ( 2 a, 2 b, 2 c) comprises a unit ( 22 a, 22 b, 22 c) for establishing a communication connection to the gateway ( 31 ) and a unit ( 21 a, 21 b, 21 c) for establishing a direct wireless link to the access point, and wherein the medical device ( 2 a, 2 b, 2 c) is configured to detect whether or not a communication connection to the gateway ( 3 ) is established and to set up a direct wireless communication link to the access point if a communication connection to the gateway ( 31 ) is not established, wherein the medical communication system is configured to set up a communication link between the medical device ( 2 a, 2 b, 2 c) and the access point via the gateway ( 31 ) if a communication connection between the medical device ( 2 a, 2 b, 2 c) and the gateway ( 31 ) is established. | 1. A medical communication system, comprising: a plurality of medical devices; a gateway configured for establishing at least one wireless link to an access point; wherein each one of the medical devices comprises a unit for establishing a communication connection to the gateway and a unit for establishing a direct wireless link to the access point; and a communication line connected to the gateway, wherein the unit for establishing a communication connection to the gateway is configured to establish a communication connection to the gateway via the communication line and the communication line is a communication bus, and wherein the medical devices are configured to detect whether or not a communication connection to the gateway via the communication line is established and to set up a direct wireless communication link to the access point if a communication connection to the gateway via the communication line is not established, wherein the medical communication system is configured to set up a communication link between the medical devices and the access point via the communication line and the gateway if a communication connection between the medical devices and the gateway is established via the communication line.
1806 | Device and method for generating UV or X-ray radiation by means of a plasma | The invention relates to a device ( 100 ) for generating UV or X-ray radiation (R) by means of a plasma ( 10 ), comprising a first compartment ( 110 ), a dispensing device ( 5 ), which is adapted to provide a target material ( 80 ) in the first compartment ( 10 ), an excitation light source ( 13 ) for providing an excitation light beam ( 90 ), and a buffer gas inlet ( 130 ) and/or a buffer gas outlet ( 140 ) for providing a buffer gas flow (B) along the direction (D) of the excitation light beam ( 90 ) in the first compartment ( 110 ), wherein the first compartment ( 110 ) is adapted to be at least partially heated by a heating device ( 150 ). The invention further relates to a method for generating UV or X-ray radiation (R) by means of the device ( 100 ). | 1. Device ( 100 ) for generating UV or X-ray radiation (R) by means of a plasma ( 10 ), comprising a first compartment ( 110 ), a dispensing device ( 5 ), which is adapted to provide a target material ( 80 ) in the first compartment ( 110 ), an excitation light source ( 13 ), which is adapted to provide an excitation light beam ( 90 ) in the first compartment ( 110 ) along a direction (D) in order to target the target material ( 80 ), such that a plasma ( 10 ) is formed by at least a part of the target material ( 80 ) in the first compartment ( 110 ), and such that UV or X-ray radiation (R) is emitted from the plasma ( 10 ), characterized in that the device ( 100 ) for generating UV or X-ray radiation (R) further comprises a buffer gas inlet ( 130 ) and/or a buffer gas outlet ( 140 ) for providing a buffer gas flow (B) in the first compartment ( 110 ), wherein the buffer gas flow (B) is provided along the direction (D) of the excitation light beam ( 90 ), such that at least one debris particle generated by means of the plasma ( 10 ) is deflected and/or the kinetic energy of the at least one debris particle is changed by means of the buffer gas flow (B), and wherein the first compartment ( 110 ) is adapted to be at least partially heated by a heating device ( 150 ), such that at least a part of the target material ( 80 ) inside the first compartment ( 110 ) is heated to facilitate target material ( 80 ) extraction from the device ( 100 ) for generating UV or X-ray radiation (R).
1807 | Circuits for flexible structures | Some aspects of this disclosure generally are related to improving the robustness of a flexible circuit structure, for example, by providing fault-tolerant electrical pathways for flow of electric current through the flexible circuit structure. In some embodiments, such fault tolerance is enhanced by way of a conductive mesh provided between an adjacent pair of resistive elements. Some aspects are related to improved voltage, current, or voltage and current measurement associated with various pairs of adjacent resistive elements at least when the various pairs have differing distances between them. | 1. A flexible circuit structure comprising: at least one nonconductive flexible layer comprising an electrically insulative material; and one or more conductive flexible circuit layers proximate the at least one nonconductive flexible layer, the one or more conductive flexible circuit layers comprising an electrically conductive material, wherein the one or more conductive flexible circuit layers comprises or comprise: a plurality of electrical loads electrically connected in series; and a plurality of electrical-load-measurement leads, each electrically connected to at least one of the plurality of electrical loads, wherein a first pair of leads of the plurality of electrical-load-measurement leads is positioned to sense voltage across, or current flowing through, a first electrical load of the plurality of electrical loads, wherein a second pair of leads of the plurality of electrical-load-measurement leads is positioned to sense voltage across, or current flowing through, a second electrical load of the plurality of electrical loads, wherein a third pair of leads of the plurality of electrical-load-measurement leads is positioned to sense voltage across, or current flowing through a third electrical load of the plurality of electrical loads, wherein the first electrical load is adjacent the second electrical load in the series, wherein the second electrical load and the third electrical load are adjacent in the series, wherein the first pair of leads and the second pair of leads share a same one of the plurality of electrical-load-measurement leads, and wherein the second pair of leads does not share any of the plurality of electrical-load-measurement leads with the third pair of leads.
1808 | Trigger-based wireless broadcasting for aerosol delivery devices | An aerosol delivery device comprising a control component and a communication interface is provided. The control component controls operation of at least one functional element of the aerosol delivery device in instances in which a flow of air through at least a portion of the at least one housing is detected. The communication interface is coupled to the control component and enables wireless communication. The control component further detects a predefined trigger, and automatically in response thereto, causes the communication interface to broadcast availability of the aerosol delivery device for connection with a capable wireless device. The predefined trigger includes at least one instance in which the flow of air is detected, and excludes user-actuation of any button on the aerosol delivery device. | 1. A method of operation of an aerosol delivery device comprising a control body coupleable to a cartridge, the method comprising at the aerosol delivery device: a control component controlling operation of at least one functional element of the aerosol delivery device in instances in which a flow of air through at least a portion of at least one housing is detected; a communication interface enabling wireless communication; and the control component further detecting at least one predefined trigger, and automatically in response thereto, causing the communication interface to broadcast availability of the aerosol delivery device for connection with a capable wireless device, a predefined trigger of the at least one predefined trigger including coupling of the control body to the cartridge, and a first instance in which the flow of air is detected after the control body is coupled to the cartridge, and excluding user-actuation of any button on the aerosol delivery device, and wherein the control component is configured to cause the communication interface to broadcast availability in response to detection of a subsequent instance of the predefined trigger only after the control body is decoupled from the cartridge and recoupled to the cartridge or another cartridge.
1809 | Portable device and method of communicating medical data information | A portable medical device for communication of medical data information has a medical device part that includes a first processor and first storage means, and means for executing one or more medical related functions, a communication device part comprising a second processor, second storage means, and communication means. The medical device part and the communication device part are connected allowing for exchange of data information according to a predetermined protocol. The exchange of communication may be under the control of the medical device part, but the functionalities of each device part otherwise is separated providing for easy interchangeability of the communication device part or the medical device part. Also disclosed is a method for communication of medical data information. | 1. A method of communicating medical data information of a portable unitary integrated medical device, the method comprising: providing the portable unitary integrated medical device comprising: a medical part comprising: at least one apparatus selected from the group consisting of: a discrete or substantially continuous body fluid analysis apparatus structured to monitor one or more bodily parameter(s), and a drug administration apparatus structured to administer or direct administration of an agent to a patient, a first processor, a first storage apparatus, and a first physical interface; and a communication part comprising: a second processor, a second storage apparatus, a communication apparatus configured for communication with at least one other medical device, and a second physical interface; internal exchanging of the data information between the medical part and the communication part; and external exchanging of the data information between the communication part and the at least one other medical device; wherein: the medical part and the communication part are unitary physically integrated and connected via their respective first and second physical interfaces and the internal exchanging occurs only according to a predetermined protocol, functionalities of each of the medical and communication parts otherwise being separate; the predetermined protocol comprises the medical part acting as a master and the communication part acting as a slave, such that: the internal exchanging is initiated and controlled by the medical part solely; and the external exchanging is performed by the communication part solely.
1810 | Rowing force and rowing performance monitoring device | A force measurement device capable of wirelessly transmitting information about strokes produced by a rower rowing a boat. The device itself attaches to an oarlock without requiring any modification to the oarlock, riggers, or boat. One device shall be required per oarlock. The device may be self powered or utilize an energy storage device. The device will transmit the information gathered by the sensors via wireless communications to a smart device in the boat or a nearby location. This smart device will display the information in a manner easily interpreted to the user, store received data and transmit the data. | 1. A force measurement system for use with an oarlock of a boat defining an opening configured to receive an oar shaft, the force measurement system comprising: at least one force sensor disposed on a housing configured to secure to an oarlock by surrounding a portion of the oarlock, wherein the at least one force sensor is in mechanical communication with an oar shaft when the oarlock is being used for rowing, wherein the at least one force sensor is configured to measure a force applied to the force sensor by the oar shaft wherein the force sensor is disposed on the oarlock within an opening defined by the oarlock, and wherein the opening is configured to receive the oar shaft.
1811 | Securing device for connecting to a display device | A description is provided of a wearable device that is made up of a display device and a securing device that provides at least an overlay portion to provide electrical connection to the display device. The display device and the securing device may both contain electrical circuitry. The overlay connection to the display device can create an electrical connection between the electrical circuitry on the display device and the electrical circuitry in the securing device. | 1. A wearable electronic device, comprising: a display-device portion including display circuitry; and a first securing strap device physically and electrically coupled to the display-device portion to secure attachment of the wearable electronic device, wherein the first securing strap device includes: contact circuitry electrically coupling the first securing strap device to the display circuitry of the display-device portion when the first securing strap device is physically coupled with the display-device portion; and integrated circuitry comprising at least one of: one or more sensors for health monitoring, Global Positioning System (GPS) circuitry, one or more interfaces for wireless communication to establish a wireless communication connection between the wearable electronic device and a device external to the wearable electronic device, or any combination thereof, wherein the one or more sensors for health monitoring provide one or more of monitoring a heart rate, pulse, blood pressure, skin temperature, skin resistance, glucose level, or any combination thereof.
1812 | Endoscope system having first transmission and reception electrodes, second transmission and reception electrodes and electrically powered treatment device powered to perform treatment | An endoscope system having: an endoscope having: a first transmission electrode arranged to a channel defined by the endoscope; and a second transmission electrode arranged to the channel, wherein the first transmission electrode and the second transmission electrode are electrically connected to the power source; and a treatment tool having: a first reception electrode arranged to a treatment tool insertion section, and spaced apart from the first transmission electrode to form a first capacitor; a second reception electrode arranged to the treatment tool insertion section, and spaced apart from the second transmission electrode to form a second capacitor; and an electrically powered treatment device configured to be moved by the treatment tool insertion section, wherein the electrically powered treatment device is electrically connected to the first reception electrode and the second reception electrode to be powered to perform a treatment on a subject. | 1. An endoscope system comprising: an endoscope comprising: an endoscope insertion section comprising a portion that is flexible, wherein the endoscope defines a channel having a distal opening in the endoscope insertion section; a first transmission electrode arranged to the channel, wherein the first transmission electrode is electrically connected to a power source configured to output a high-frequency power; and a second transmission electrode arranged to the channel, wherein the second transmission electrode is electrically connected to the power source; and a treatment tool comprising: a treatment tool insertion section configured to be movably inserted in the channel of the endoscope; a first reception electrode arranged to the treatment tool insertion section, wherein the first reception electrode is spaced apart from the first transmission electrode to form a first capacitor; a second reception electrode arranged to the treatment tool insertion section, wherein the second reception electrode is spaced apart from the second transmission electrode to form a second capacitor; and an electrically powered treatment device attached to the treatment tool insertion section to be moved by the treatment tool insertion section, wherein the electrically powered treatment device is electrically connected to the first reception electrode and the second reception electrode to be powered to perform a treatment on a subject, wherein the endoscope further comprises: a variable inductor, wherein the variable inductor, the first capacitor, and the second capacitor are electrically connected to form a resonant circuit; and a controller configured to control the variable inductor to adjust a resonant frequency to coincide with a frequency of the high-frequency power.
1813 | Hearing device containing hidden FM-receiver antenna | Hearing protection devices that contain an FM-receiver and antenna connected to one another, each being disposed interiorly in a protective muff of the hearing device, where the antenna is molded into a plastic housing in the protective muff are described, as are methods of making protective muffs used in such a device. | 1. A hearing protection device, comprising: a first protective muff to be placed over a user'ss ear, the protective muff comprising: a plastic housing extending between a first end region and a second end region opposite of the first end region; an FM-receiver disposed interiorly in the protective muff; an FM-receiving antenna also disposed interiorly in the protective muff and connected to the FM-receiver, the FM-receiving antenna comprising a molded metal body molded into the plastic housing, the molded metal body extending from a first end to a second end and comprising at least one connection point that protrudes from the plastic housing.
1814 | System and method to assist users having reduced visual capability utilizing lighting device provided information | A lighting device obtains data related to objects and boundaries in an area in the vicinity of the lighting device, and a user wearable device provides a display (e.g. an augmented reality display based on the data related to the objects and the area boundaries) for a user/wearer. The lighting device includes a mapping sensor that collects data related to the objects and boundaries in the area. The user wearable device includes a camera or other optical sensor and wireless communication capability. The user wearable device is provided with mapping data that is presented on a display of the user wearable device. The communications and display capabilities allow the user wearable device to obtain room mapping information related to area in the vicinity of the lighting device in order to provide navigational assistance to a visually impaired person in the area. | 1. A system, comprising: a lighting device in an area of a premises, the lighting device including: a lighting device processor, a wireless communication transceiver, a light source, and a memory that stores programming instructions, wherein the lighting device processor is coupled to the wireless communication transceiver, the memory, and the light source; and a data storage for maintaining processed mapping data and mapping information of an area of the premises in which the lighting device is located, wherein: the processed mapping data is area mapping data that has been processed using image processing techniques, and the mapping information includes navigational information or indications; wherein the lighting device processor when executing the programming instructions stored in the memory configures the lighting device processor to control operations of the lighting device and perform functions, including functions to: in response to a request for processed mapping data, deliver processed mapping data for the area of the premises in which the lighting device is located to a user device; update the mapping data for the area of the premises to identify locations of moveable objects within the area as the moveable objects move within the area; and use the updated mapping data as the user device moves within the area.
1815 | Cardiopulmonary resuscitation (CPR) feedback systems and methods | Systems and methods for cardiopulmonary resuscitation feedback are disclosed. According to an aspect, a method includes determining a force. The method also includes, in response to determining the force, acquiring spatial orientation data, remove the effects of gravity, and wirelessly or wired method of communicating the spatial orientation data. | 1. A method comprising: at a computing device of a cardiopulmonary resuscitation (CPR) feedback system: obtaining measurement data from one or more sensors in the CPR feedback system; determining orientation data in three-dimension (3D) space based on the measurement data; calculating post compression information by applying a post compression algorithm to the orientation data in the 3D space, wherein the post compression algorithm calculates a compression displacement estimate invariant to a body orientation and a compression rotation, and wherein the post compression algorithm projects three-axis global referenced position data to a compression direction; and presenting the post compression information on a display device of the CPR feedback system.
1816 | Flexible circuit electrode array with at least one tack opening | The present invention provides a flexible circuit electrode array adapted for neural stimulation, comprising: a polymer base layer; metal traces deposited on the polymer base layer, including electrodes suitable to stimulate neural tissue; a polymer top layer deposited on the polymer base layer and the metal traces at least one tack opening. The present invention provides further a method of making a flexible circuit electrode array comprising depositing a polymer base layer; depositing metal on the polymer base layer; patterning the metal to form metal traces; depositing a polymer top layer on the polymer base layer and the metal traces; and preparing at least one tack opening. | 1. A flexible circuit electrode array adapted for neural stimulation, comprising: a polymer base layer having a bond pad portion, a cable portion and an electrode array portion, and defining a first opening in the electrode array portion; a membrane of soft polymer, softer than the polymer base layer, across the first opening and defining a second opening coaxial with and smaller than the first opening; a metal layer deposited and patterned on the polymer base layer including electrodes in the electrode array portion, bond pads in the bond pad portion, and traces in the cable portion, connecting the electrodes to the bond pads; and a polymer top layer deposited on the polymer base layer and the metal layer.
1817 | MLCC filter on an AIMD circuit board with ground electrical connection to a gold braze between a hermetic feedthrough ferrule and insulator | An EMI/energy dissipating filter for an active implantable medical device (AIMD) is described. The filter comprises a first gold braze hermetically sealing the insulator to a ferrule that is configured to be mounted in an opening in a housing for the AIMD. A lead wire is hermetically sealed in a passageway through the insulator by a second gold braze. A circuit board substrate is disposed adjacent the insulator. A two-terminal chip capacitor disposed adjacent to the circuit board has an active end metallization that is electrically connected to the active electrode plates and a ground end metallization that is electrically connected to the at least one ground electrode plates of the chip capacitor. There is a ground path electrically extending between the ground end metallization of the chip capacitor and the ferrule. The ground path comprises at least a first electrical connection material connected directly to the first gold braze, and at least an internal ground plate disposed within the circuit board substrate with the internal ground plate being electrically connected to both the first electrical connection material and the ground end metallization of the chip capacitor. An active path electrically extends between the active end metallization of the chip capacitor and the lead wire. | 1. A filtered feedthrough assembly for an active implantable medical device, the filtered feedthrough assembly comprising: a) an electrically conductive ferrule comprising a ferrule opening, wherein the ferrule is configured to be attachable to an opening in a housing of an active implantable medical device; b) an insulator at least partially residing in the ferrule opening where a first gold braze hermetically seals the insulator to the ferrule, wherein at least an insulator first passageway extends through the insulator to an insulator first end surface and an insulator second end surface; c) an electrically conductive lead wire residing in the insulator first passageway where a second gold braze hermetically seals the lead wire to the insulator, the lead wire extending from a lead wire first portion having a lead wire first end to a lead wire second portion having a lead wire second end, wherein the lead wire second portion extends outwardly beyond the insulator second end surface; d) a circuit board comprising spaced apart circuit board first and second sides, wherein the circuit board first side is adjacent to the insulator second end surface; e) at least one circuit board ground plate; f) a circuit board ground via hole extending through the circuit board ground plate, wherein the circuit board ground via hole is axially aligned with a portion of the first gold braze; g) a circuit board active via hole being conductively isolated from the circuit board ground plate, wherein the lead wire second portion, which extends outwardly beyond the insulator second end surface, resides in the circuit board active via hole; and h) a two-terminal MLCC chip capacitor comprising a chip capacitor dielectric supporting at least one active electrode plate interleaved in a capacitive relationship with at least one ground electrode plate, wherein an active metallization is conductively connected to the at least one active electrode plate, and a ground metallization is conductively connected to the at least one ground electrode plate, i) wherein an active conductive path extends from the lead wire to the active electrode plate of the two-terminal MLCC chip capacitor, and j) wherein a ground conductive path extends from the ground electrode plate of the two-terminal MLCC chip capacitor to the circuit board ground plate and then to the ferrule, the ground conductive path comprising an electrically conductive material at least partially residing in the circuit board ground via hole and being: A) conductively connected to the ground metallization conductively connected to the ground electrode plate of the two-terminal MLCC chip capacitor; and B) directly conductively connected to the circuit board ground plate; and C) directly conductively connected to the first gold braze hermetically sealing the insulator to the ferrule.
1818 | MLCC filter on an AIMD circuit board having an external ground plate adjacent to the hermetic seal insulator | An EMI/energy dissipating filter for an active implantable medical device (AIMD) is described. The filter comprises a first gold braze hermetically sealing the insulator to a ferrule that is configured to be mounted in an opening in a housing for the AIMD. A lead wire is hermetically sealed in a passageway through the insulator by a second gold braze. A circuit board substrate is disposed adjacent the insulator. A two-terminal chip capacitor disposed adjacent to the circuit board has an active end metallization that is electrically connected to the active electrode plates and a ground end metallization that is electrically connected to the at least one ground electrode plates of the capacitor. A ground path electrically extends between the ground end metallization of the chip capacitor and the ferrule. The ground path comprises a conductive pin electrically and mechanically connected to the ferrule by a third gold braze. The ground path comprises an internal ground plate disposed within the circuit board substrate, and the internal ground plate is electrically connected to both the conductive pin and the ground end metallization of the chip capacitor. An active path electrically extends between the active end metallization of the chip capacitor and the lead wire. | 1. A filtered feedthrough assembly for an active implantable medical device, the filtered feedthrough assembly comprising: a) a ferrule comprising an electrically conductive material, the ferrule comprising a ferrule opening, wherein a conductive ground pin is conductively and mechanically connected to the ferrule, and wherein the ferrule is configured to be attachable to an opening in a housing of an active implantable medical device; b) an insulator at least partially residing in the ferrule opening where a first gold braze hermetically seals the insulator to the ferrule, wherein at least one insulator passageway extends through the insulator to an insulator first end surface and an insulator second end surface; c) an electrically conductive lead wire residing in the insulator passageway where a second gold braze hermetically seals the lead wire to the insulator, the lead wire extending from a lead wire first portion to a lead wire second portion, wherein at least the lead wire second portion extends outwardly beyond the insulator second end surface; d) a circuit board comprising spaced apart circuit board first and second sides, wherein the circuit board first side is adjacent to the insulator second end surface, and wherein the circuit board comprises a circuit board external ground plate at least partially residing on the circuit board first side and at least one circuit board internal ground plate residing between the circuit board first and second sides; e) a circuit board first ground via hole extending through the circuit board internal and external ground plates, wherein a first conductive material residing in the circuit board first ground via hole is conductively connected to the circuit board internal and external ground plates; f) a circuit board second ground via hole spaced from the circuit board first ground via hole and extending through the circuit board internal and external ground plates, wherein at least a portion of the ground pin connected to the ferrule resides in the circuit board second ground via hole where a second conductive material conductively connects the ground pin to the circuit board internal and external ground plates; g) a circuit board active via hole extending through the circuit board, but being conductively isolated from the circuit board internal and external ground plates, wherein the lead wire second portion extending outwardly beyond the insulator second end surface resides in the circuit board active via hole; and h) at least one two-terminal MLCC chip capacitor residing on the circuit board second side and comprising a chip capacitor dielectric supporting at least one active electrode plate interleaved in a capacitive relationship with at least one ground electrode plate, wherein an active metallization is conductively connected to the at least one active electrode plate, and a ground metallization is conductively connected to the at least one ground electrode plate, i) wherein an active electrical path extends from the lead wire to the active metallization of the at least one two-terminal MLCC chip capacitor, and j) wherein a ground electrical path extends from the ground metallization of the at least one two-terminal MLCC chip capacitor to the circuit board internal and external ground plates and then to the ferrule, the ground electrical path comprising: A) a ground electrical trace extending from a ground trace first portion to a ground trace second portion, wherein the ground trace first portion is conductively connected to the ground metallization of the at least one two-terminal MLCC chip capacitor, and wherein the ground trace second portion is conductively connected to the first conductive material residing in the circuit board first ground via hole where the first conductive material is conductively connected to the circuit board internal and external ground plates; and B) the ground pin residing in the circuit board second ground via hole being conductively connected to the circuit board internal and external ground plates by the second conductive material, the ground pin being conductively and mechanically connected to the ferrule.
1819 | DC-DC converter for implantable medical devices | A DC-DC converter for implantable medical devices includes a switch capacitor converter core including a plurality of power transistor switches configured to receive an input voltage and output an output voltage; a switch driver connected with the switch capacitor converter core and configured to turn on corresponding power transistor switches in the switch capacitor converter core so as to supply power to a load receiving the output voltage; a switch signal router connected with the switch driver and configured to selectively transmit signals required by the switch driver; a gain selection decoder connected with the switch signal router; a gain controller connected with the gain selection decoder, the gain selection decoder being configured to decode gain selection instructions transmitted from the gain controller; an input adjusting device connected with the gain controller and configured to receive the input voltage and a reference voltage, to indicate relationship between the input voltage and the reference voltage, and to transmit the relationship to the gain controller; an output adjusting device connected with the gain controller and configured to receive the output voltage and the reference voltage, to indicate relationship between the output voltage and the reference voltage, and to transmit the relationship to the gain controller; a clock generator connected with the switch signal router, the gain controller and the output adjusting device; and a counter connected with the gain controller. | 1. A DC-DC converter for implantable medical devices, the DC-DC converter comprising: a switch capacitor converter core comprising a plurality of power transistor switches configured to receive an input voltage and output an output voltage; a switch driver connected with the switch capacitor converter core and configured to turn on corresponding power transistor switches in the switch capacitor converter core so as to supply power to a load receiving the output voltage; a switch signal router connected with the switch driver and configured to selectively transmit signals required by the switch driver; a gain selection decoder connected with the switch signal router; a gain controller connected with the gain selection decoder, the gain selection decoder being configured to decode gain selection instructions transmitted from the gain controller; an input adjusting device connected with the gain controller and configured to receive the input voltage and a reference voltage, to indicate relationship between the input voltage and the reference voltage, and to transmit the relationship to the gain controller; an output adjusting device connected with the gain controller and configured to receive the output voltage and the reference voltage, to indicate relationship between the output voltage and the reference voltage, and to transmit the relationship to the gain controller; a clock generator connected with the switch signal router, the gain controller and the output adjusting device; and a counter connected with the gain controller.
1820 | Motion analysis method and motion analysis device | A motion analysis device includes a calculation unit which specifies a first imaginary plane, that is, a shaft plane formed by a first line segment representing a direction in which a shaft part of a sporting gear in a static posture extends and a second line segment representing a ball hitting direction, with the use of an output from an inertial sensor. | 1. A motion analysis device, comprising: a calculation unit that uses an output of an inertial sensor that measures a swing of a sporting gear to: (i) specify a first plane including (a) a first line that extends in an extending direction of a shaft portion of the sporting gear in a static state of the sporting gear; and (b) a second line showing a ball-hitting direction; and (ii) calculate a trajectory of the swing of the sporting gear; and (iii) calculate an inclination, with respect to a direction of gravity, of the shaft portion of the sporting gear using the output from the inertial sensor in the static state; and an output device that outputs an image of: (i) the first plane calculated by the calculation unit; and (ii) the swing trajectory of the sporting gear, so that a user of the sporting gear can view the image of the swing of the sporting gear, the swing trajectory of the sporting gear being different between a back swing and a down swing of the sporting gear, wherein: the calculation unit uses the output of the inertial sensor to specify a second plane including: (a) a third line connecting a neck or a shoulder of a user of the sporting gear in a static posture of the user to a ball-hitting position; and (b) the second line showing the ball-hitting direction, the first plane is displayed separately from the second plane, and the image is used as an indication of good or bad ball hitting.
1821 | Biologic stability, delivery logistics and administration of time and/or temperature sensitive biologic based materials | In some embodiments, alerts are sent to appropriate parties if an insulated container is not properly packed out to insure the approximate safe temperature of the materials. In other embodiments, a countdown timer is used to keep track of the time that the biologic has been in transit, and ensure that the amount of time does not exceed the known shelf life of the biologic. In still other embodiments, the payload container is equipped with its own sensors, such as temperature sensors, and communications devices, such as a close range communication device, capable of transmitting information regarding a range of parameters, including, but not limited to, temperature, humidity, location and time, from the payload container to an end user. In other embodiments, shielding and/or radiation sensors are included in insulated shipping or storage containers, or payload containers, to shield and monitor the radiation exposure of the payload. | 1. A payload container comprising: a payload container body that houses a biologic in an interior cavity of the payload container body; at least one sensor located within the payload container body, the at least one sensor configured to detect temperature or non-ionizing radiation; at least one communications device located within the payload container body; a second communications device outside the payload container body and embedded inside an insulated shipping container, the payload container body configured to be placed between insulation materials in an inner cavity of the insulated shipping container; and a shielding element around the interior cavity to shield the interior cavity of the payload container from non-ionizing radiated energy, the at least one communications device configured to transmit a plurality of parameters collected by the at least one sensor to a second communications device via near field communication.
1822 | Mind-controlled virtual assistant on a smartphone device | Generally described, the present application relates to a system and method for processing input to control a set of functions and features. More specifically, however, the present application relates to user devices that can be controlled through brain activities or similar actions. In an illustrative embodiment, brain activities are monitored through electroencephalography (EEG). Through EEG, input waves that can be appropriately monitored can be sent to a virtual assistant. The virtual assistant can decipher the number of signals coming and determine a correct output such as a function or feature to be manipulated. In the implementation presented herein, features and functions of a smartphone can be manipulated. Other types of user devices can also be controlled, such as in-vehicle systems, head units, televisions, tablets, computer, laptops, etc. | 1. A system for a mind-controlled virtual assistant on a smartphone device, comprising: at least one wearable electroencephalography (EEG) sensor worn on the forehead or throat of the user, the at least one EEG sensor comprising one or more electrodes, and configured to detect EEG brainwave patterns; a controller configured to send the EEG brainwave patterns to a smartphone device via a wireless protocol; the smartphone device comprising: a machine-readable medium having a computer algorithm stored thereon for executing the steps of: receiving a user input of the detected EEG brainwave patterns in the form of raw EEG brainwave signals via a wireless protocol, classifying the received raw EEG brainwave signals by mapping different smartphone actions to different EEG brain patterns, when the algorithm detects that a received brainwave pattern satisfies a mapped smartphone action, the algorithm triggers the mapped smartphone action, providing text to speech feedback for the triggered mapped action, preventing multiple triggers of the executed mapped action by delaying a monitoring of the raw EEG brainwave signals after successful processing of the triggered mapped action.
1823 | Interactive respiratory device usage tracking system | A monitoring system for inhalers includes a tracker module configured to be secured to a variety of inhalers, including both controller and rescue inhalers. The tracker module has a flexible shell that fastens around an inhaler and an activation sensor for sensing use of the inhaler, an internal memory for storing inhaler use data, and a communication component for forwarding the stored usage data to a processor for analyzing the data. The activation sensor is flexibly connected to the flexible shell with a flexible cable and is placed over the end of the inhaler canister. The processor is located in a local station separate from the tracker module but wirelessly synchronized therewith. In one embodiment, the system also collects lung function data, e.g., from a spirometer, and then processes all of the controller inhaler data, the rescue inhaler data, and the lung function data, to generate alerts and other messages. | 1. A system for monitoring and facilitating use of a respiratory device by a patient, wherein the respiratory device comprises an inhaler having a body with an opening at the top into which is positioned a canister of respiratory medication, and a mouthpiece, the body and canister having complementary interactive configurations such that depressing the canister into the body causes the canister to deliver a treatment dose of the respiratory medication through the mouthpiece to be administered to the patient, the patient having a usage plan of the inhaler, the system comprising: a tracking module comprising a flexible shell configured to be mounted around and in contact with the body of the inhaler, the flexible shell having embedded therein a tracking module memory, a tracking module battery, and a tracking module communication component, the flexible shell also comprising an inhaler activation sensor connected with the shell memory, the activation sensor comprising a pressure-activated switch located in a cap outside the shell connected to the shell with a flexible cable, the cap being located in contact with the canister at the top of the inhaler body such that a user must press the pressure-activated switch when depressing the inhaler canister for activation of the inhaler thereby causing the pressure-activated switch to provide an inhaler activation signal, and to store an inhaler activation signal in the tracking module memory each time the inhaler is activated in this way, the tracking module memory storing inhaler activation data relating to each detected activation of the inhaler as inhaler data, the communication component configured to wirelessly transmit the stored inhaler data; and a processor located at a local station removed from the inhaler and tracking module mounted thereto, the processor storing the patient'ss inhaler usage plan and configured to communicate with the communication component of the tracking module, receive the stored inhaler data from the tracking module memory, compare it to the inhaler usage plan, and interact with the patient by providing a statement of compliance of the patient with the usage plan.
1824 | Association-based product design | A method for designing a new product includes automatically identifying a plurality of components of stored products, wherein the plurality of components is associated with an existing component included in a design of the new product, automatically selecting a new component from among the plurality of components, wherein a relationship between the existing component and the new component optimizes a design objective for the new product, automatically adding the new component to the design for the new product, and iteratively repeating the identifying, the selecting, and the adding until a stopping criterion is met, wherein the design for the new product is complete when the stopping criterion is met. | 1. A non-transitory computer-readable medium storing instructions which, when executed by a processor, cause the processor to perform a method for designing a new product, the method comprising: automatically identifying, by a processor, a plurality of components of stored products, wherein the plurality of components is associated with an existing component included in a design of the new product; automatically selecting, by the processor, a new component from among the plurality of components, wherein an association between the existing component and the new component optimizes a design objective for the new product; automatically adding, by the processor, the new component to the design for the new product; iteratively repeating, by the processor, the identifying, the selecting, and the adding until a stopping criterion is met, wherein a result of the iteratively repeating until the stopping criterion is met is a complete design for the new product; receiving, by the processor, human feedback relating to the complete design for the new product; and repeating, by the processor, at least one of the automatically identifying, the automatically selecting, the automatically adding, or the iteratively repeating, in response to the human feedback, in order to modify the complete design.
1825 | Intellectual-productivity analysis apparatus and program | An intellectual-productivity analysis apparatus includes a presentation device, an input device, and an evaluation device. The presentation device presents a plurality of questions to a test subject. The input device allows the test subject input an answer to each question. The evaluation device includes a work memory part and an evaluating arithmetic part. The work memory part stores the answering time from a time when a question is presented on the presentation device to a time when the answer is inputted into the input device for each of the plurality of questions. The evaluating arithmetic part calculates an evaluation value on the intellectual productivity of the test subject during a measurement period of measuring the answering time of each of the plurality of questions by extracting a feature amount from the set of the answering time stored in the work memory part. | 1. An intellectual-productivity analysis apparatus comprising: a presentation device configured to present a plurality of questions to a test subject; an input device configured to allow the test subject input an answer to each of the plurality of questions; and an evaluation device configured to measure an answering time from a time when a question is presented on the presentation device for each of the plurality of questions to a time when the answer is inputted into the input device, the evaluation device being configured to calculate an evaluation value on an intellectual productivity of the test subject using a set of the answering time, wherein the evaluation device comprises: a work memory part configured to store the answering time for each of the plurality of questions; and an evaluating arithmetic part configured to calculate an evaluation value on the intellectual productivity of the test subject during a measurement period of measuring the answering time of each of the plurality of questions by extracting a feature amount from the set of the answering time stored in the work memory part, wherein the evaluating arithmetic part comprises: a histogram generating part configured to classify the answering time into a plurality of sections, the histogram generating part being configured to regard, as a time occupancy degree, a ratio of a total of the answering time in a section to a total of the answering time for each of the plurality of sections, the histogram generating part being configured to generate a time occupancy degree histogram expressing distribution of the time occupancy degree; an applying part configured to regard the time occupancy degree histogram as a superimposition of a first time occupancy degree histogram in a state where a working state and a short-term rest state are mixed, and a second time occupancy degree histogram in a state where the working state, the short-term rest state, and a long-term rest state are mixed, the applying part being configured to apply a probability density function of a log normal distribution to a candidate of the first time occupancy degree histogram among mountain-shaped regions with a peak of the time occupancy degree; and a calculation part configured to extract an expected value calculated from the probability density function as the feature amount, and calculate, as a concentration time, a product of the feature amount and a total number of the answers, the calculation part being configured to calculate the concentration time to the measurement period as the evaluation value.
1826 | Systems and methods for delivering sensory input during a dream state | Embodiments of the invention provide apparatus, systems and methods for detecting neurological activity indicative of a dream state of a human. Many embodiments of the invention provide apparatus, systems and methods for detecting neurological activity of a human indicative of a dream state or the onset thereof and delivering an input to the user (such as an audio or other sensory input) during the dream state. Particular embodiments of the invention provide systems and methods for detecting neurological activity indicative of the onset or occurrence of a dream state of a human and delivering an audio or other sensory input during the user's dream state. The audio input may be used for learning, delivering messages to the user's subconscious, and/or promoting a state of relaxation. | 1. A method for delivering to an audio input to a user during a dream state, the method comprising: detecting, through use of electrodes positioned on the user'ss head and logic resources operatively coupled to the electrodes, electrical activity of a user'ss brain indicative of the dream state or the onset of the dream state, wherein the detecting includes detecting a period of optimal receptivity to learning (PORL) from an audio signal to the user during the dream state based on a period of stability of the detected electrical activity, and wherein the logic resources comprise at least one of electrical circuitry or a microprocessor; and delivering audio input to the user in response to the detection of the electrical activity indicative of the dream state, wherein the delivered audio input is coordinated with the PORL.
1827 | Providing information to a user through somatosensory feedback | A hearing device may provide hearing-to-touch sensory substitution as a therapeutic approach to deafness. Through use of signal processing on received signals, the hearing device may provide better accuracy with the hearing-to-touch sensory substitution by extending beyond the simple filtering of an incoming audio stream as found in previous tactile hearing aids. The signal processing may include low bitrate audio compression algorithms, such as linear predictive coding, mathematical transforms, such as Fourier transforms, and/or wavelet algorithms. The processed signals may activate tactile interface devices that provide touch sensation to a user. For example, the tactile interface devices may be vibrating devices attached to a vest, which is worn by the user. The vest may also provide other types of information to the user. | 1. A system for providing information to a user, the system comprising: an input device; an array of tactile interface devices; and a processing module coupled to the input device and in communication with the array of tactile interface devices, wherein the system is operable between a set of modes comprising: a first mode wherein the processing module receives samples of a data signal from the input device; a second mode wherein the processing module implements a transformation operation that transforms the samples from a first domain corresponding to the input device, to a second domain, wherein the transformation operation produces a change of a signal parameter of the data signal in the second domain; and a third mode wherein the array of tactile interface devices transmit stimuli to the user, according to a mapping of outputs of the second mode to the array of tactile interface devices.
1828 | Selective suppression of audio emitted from an audio source | Methods, apparatus, systems and articles of manufacture to implement selective suppression of audio emitted from an audio source are disclosed. Example apparatus disclosed herein include a speaker, an audio output driver in communication with the speaker, memory including computer readable instructions, and a processor. In some disclosed example apparatus, the processor is to execute the instructions to perform operations including obtaining reference audio data corresponding to an audio signal to be output subsequently by the audio source and including identification data identifying the audio source, and in response to an input selection corresponding to the identification data, generating a suppression signal to provide to the audio output driver, the suppression signal based on the reference audio data and a time delay between a first time at which the reference audio data was received and a second time at which the audio signal is to be output by the audio source. | 1. An apparatus comprising: a speaker; an audio output driver in communication with the speaker; memory including computer readable instructions; and a processor to execute the computer readable instructions to perform operations comprising: obtaining first reference audio data corresponding to a first audio signal to be output subsequently by a first audio source, the first reference audio data including first identification data that identifies the first audio source; obtaining second reference audio data corresponding to a second audio signal to be output subsequently by a second audio source, the second reference audio data including second identification data that identifies the second audio source; and in response to an input selection corresponding to the first identification data, generating a first suppression signal to provide to the audio output driver, the first suppression signal being generated based on the first reference audio data and a time delay between a first time at which the first reference audio data was received at the apparatus and a second time at which the first audio signal is to be output by the first audio source.
1829 | Handheld electrical device system and method | An apparatus and a handheld electrical tool system comprising an insert receivable in an ultrasonic handpiece comprising a primary coil disposed about a well and electrically connected to a primary current supply, the insert comprising a secondary coil disposed about at least a portion of the insert dimensioned and arranged to be disposable within the well such that the secondary coil is inductively coupled to the primary coil, the secondary coil in electrical communication with at least one electrical device powered by the secondary coil. A method of operating a handpiece and of retrofitting a handpiece is also disclosed. | 1. A handheld electrical tool system, comprising: a handpiece comprising a primary coil disposed about a well and electrically connected to a primary current supply; an insert comprising a distal portion and a proximal portion, the proximal portion being magnetostrictively inactive and dimensioned and arranged to be removably disposed within the well; an electrical device located on the distal portion of the insert; a secondary coil wound on the magnetostrictively inactive proximal portion of the insert to position the secondary coil within the primary coil and inductively couple the secondary coil to the primary coil when the proximal portion of the insert is disposed within the well to provide a secondary current supply without inducing magnetostrictive vibration; and a circuit to electrically connect the electrical device to the secondary current supply.
1830 | Sound capture apparatus, control method therefor, and computer-readable storage medium | A noise signal is estimated based on a captured audio signal captured from a sound capture unit. It is determined whether the estimated noise signal thus estimated is in a noiseless state. If it is determined that the estimated noise signal is in the noiseless state, the captured audio signal is analyzed as a target sound signal, and a characteristic obtained by the analysis is learned and modeled, thereby generating a target sound model. | 1. An apparatus comprising: a hardware processor; and a memory which stores instructions to be executed by the hardware processor, wherein in accordance with the instructions executed by the hardware processor, the apparatus performs: obtaining a first captured audio signal captured by a sound capture unit; reducing a noise contained in the first captured audio signal obtained in the obtaining; generating, based on a result of learning using a second captured audio signal obtained before the first captured audio signal, a target sound signal corresponding to the first captured audio signal; determining an output mode to be applied among a plurality of output modes including a first output mode where the target sound signal corresponding to the first captured audio signal generated in the generating is output, and a second output mode where a noise-reduced signal obtained by reducing noise from the first captured audio signal in the reducing is output; and outputting a signal according to the determined output mode determined in the determining.
1831 | Radio frequency identification modes in patient monitoring | Techniques for wireless component monitoring are described herein. The techniques may include entering a low power mode to associate a radio frequency identification (RFID) component with a patient monitoring device within a first range. The techniques also include entering a high power mode wherein the patient monitoring device is to detect the RFID component within a second range of the patient monitoring device, wherein the second range is larger than the first range. | 1. A patient monitoring system comprising: one or more physiological sensors acquiring physiological parameter data from a patient, each physiological sensor having a radio frequency identification (RFID) component embedded therein; and a patient monitoring device comprising: a RFID transceiver to transmit and receive wireless signals to and from the RFID component; a processor; an RFID operation module executable on the processor to operate the patient monitoring device in modes comprising: a low power mode wherein the RFID transceiver communicates with one or more RFID components within a predefined first distance range of the patient monitor and associates the one or more RFID components with the patient monitoring device; and a high power mode wherein the patient monitoring device detects the RFID component within a predefined second distance range of the patient monitoring device, wherein the second distance range is larger than the first distance range; wherein no new physiological sensor is permitted to be associated with the patient monitoring device during operation in the high power mode; and wherein the patient monitoring device only records physiological parameter data from the one or more physiological sensors associated with the patient monitoring device.
1832 | Systems and methods for establishing a communication link between an implantable medical device and an external instrument | Systems and methods are provided for establishing a bi-directional communication link with an implantable medical device. The systems and methods include an implantable medical device (IMD) and an external instrument configured to establish a wireless bi-directional communication link there between over a wireless protocol. The wireless bi-directional communication link is established based on a scanning interval. The external instrument includes one or more processors electrically coupled to a radio frequency (RF) circuit and a memory device. The one or more processors are configured to define the scanning interval based on an advertising schedule received from the IMD. | 1. A system comprising: an implantable medical device (IMD) having a sensing circuit to collect sensed data, a radio frequency (RF) circuit and a memory configured to store an advertising schedule based on a wireless protocol, the stored advertising schedule having an advertisement interval having a length longer than a defined advertisement interval of the wireless protocol, and an external instrument having one or more processors electrically coupled to an RF circuit and a memory, wherein the IMD is configured to transmit the advertising schedule to the external instrument during a first communication session with the external instrument, wherein the RF circuit of the IMD is further configured to periodically transmit an advertisement notice along a dedicated advertisement channel based on the advertising schedule and wherein the advertising schedule includes an advertisement delay defining a length of time a first advertisement notice is transmitted relative to a termination of the first communication session.
1833 | Signal processing apparatus, signal recovery apparatus, signal processing method, and signal recovery method | A method and apparatus for processing a signal, wherein the apparatus identifies a sample interval satisfying a predetermined reference using a change in a plurality of samples based on a downsampling, acquires, based a result of the identifying, a feature point of a signal before the downsampling is applied to the signal, and acquires time information corresponding to a position of the feature point in a feature sample interval including the feature point is provided. | 1. A signal processing apparatus comprising: a processor and a memory, the memory containing computer readable code that, when executed by the processor, configures the processor to, extract second samples from first samples based on a downsampling, identify a sample interval satisfying a reference using a change the second samples, acquire, a feature point based on a sample value of at least one sample included in the sample interval, the at least one sample being a member of the first samples, acquire time information corresponding to a time difference between a time associated with the feature point on the sample interval and a time associated with an adjacent one of the first samples adjacent to the feature point on the sample interval, add multiple of the feature point to the time information, and generate a data stream including the value of the feature point and the time information having added thereto the multiple of the feature point.
1834 | Cooling garments, warming garments, and related methods | The present disclosure generally relates to intelligent garments that provide thermal regulation in a variety of environments. The garments may include different layers such as a hydrophilic layer in direct contact with a wearer's skin surface and saturated with an aqueous mixture, a spacer layer, a reflective layer, and an outer hydrophobic layer. The layers of the garment may work together to reduce the metabolic expenditure of the wearer in extreme environmental conditions or during demanding physical activity. A variety of sensors may be displaced throughout the garments so as to enable the collection of data associated with wearers as well as environmental conditions. Wearers may control the thermal balance and other properties of the garments as desired. | 1. A garment, comprising: a basal layer including a hydrophilic material and substantially saturated with an aqueous mixture, the basal layer being configured to contact a skin surface of a wearer to provide conductive heat transfer from the skin surface of the wearer to the aqueous mixture and to maintain contact of the aqueous mixture with the skin surface of the wearer over a treatment time while the garment is worn; a permeable spacer layer disposed on and in direct contact with an outer surface of the basal layer, the spacer layer being configured to pass vapor from the aqueous mixture toward an ambient environment and to provide a conductive barrier to limit transfer of heat from the ambient environment to the skin surface of the wearer: a reflective layer disposed on an outer surface of the spacer layer, wherein the reflective layer is configured to modulate the thermal permeability of the garment; and a hydrophobic layer disposed on an outer surface of the reflective layer.
1835 | Patient programmer for implantable drug delivery device | Methods for programming an implantable drug delivery device using a mobile computing device that include establishing a connection with a telemetry unit configured for wireless communication with the implantable drug delivery device, displaying user-selectable drug delivery settings for the implantable drug delivery device, receiving at least one selection of a drug delivery setting, translating the received selection into a signal format readable by the telemetry unit, and sending the translated signal to the telemetry unit to program the implantable drug delivery device. Further embodiments include telemetry units for communication with an implantable drug delivery device, and patient programmers and a method for patient modification to a programmed drug delivery regimen. | 1. A system, comprising: an implantable drug delivery device configured to deliver infusate according to a drug delivery regimen; a telemetry unit configured to communicate with the implantable drug delivery device; a mobile computing device configured to communicate with the telemetry unit and with a communication network; and a remote computing device configured to communicate with the mobile computing device via the communication network, wherein the mobile computing device is configured to communicate with the remote computing device via the communication network, and wherein the telemetry unit is configured to communicate with the implantable drug delivery device using a first communication interface and with the mobile computing device using a second communication interface different from the first communication interface, and wherein the remote computing device is configured to transmit information associated with the drug delivery regimen to the mobile computing device which is configured to transmit the information associated with the drug delivery regime to the telemetry unit which is configured to transmit the information associated with the drug delivery regime to the implantable drug delivery device.
1836 | Inhaler component | The invention relates to an inhaler component for forming a vapor-air mixture and/or condensation aerosol by vaporizing a liquid material and optionally condensing the vapor formed, including: a heating element for vaporizing a portion of the liquid material; a wick for automatically supplying the liquid material to the heating element, wherein the wick includes at least two end sections arranged apart from each other; a first capillary gap for automatically supplying the liquid material to the wick, wherein a first end section of the wick projects into the first capillary gap. In order that the heating element can be supplied more quickly and more reliably with the liquid material, a second capillary gap is provided, which receives therein the second end section of the wick. | 1. An inhaler component comprising: a heating element configured to evaporate a portion of a liquid material; a wick configured to automatically supply the liquid material to the heating element; and a capillary gap configured to automatically supply the wick with the liquid material, wherein the wick has at least two end sections arranged at a distance from one another, and wherein a first end section of the at least two end sections of the wick extends into the capillary gap.
1837 | External charger with adjustable alignment indicator | Electrical energy is transcutaneously transmitted at a plurality of different frequencies to an implanted medical device. The magnitude of the transmitted electrical energy respectively measured at the plurality of frequencies. One of the frequencies is selected based on the measured magnitude of the electrical energy (e.g., the frequency at which the measured magnitude of the electrical energy is the greatest). A depth level at which the medical device is implanted within the patient is determined based on the selected frequency. For example, the depth level may be determined to be relatively shallow if the selected frequency is relatively high, and relatively deep if the selected frequency is relative low. A charge strength threshold at which a charge strength indicator generates a user-discernible signal can then be set based on the determined depth level. | 1. An external charger for an implantable medical device, comprising: a coil configured to generate a magnetic field to provide power to the implantable medical device; an indicator configured to indicate to a user alignment of the external charger to the implantable medical device in accordance with a threshold; control circuitry, wherein the control circuitry is configured to drive the coil at a plurality of different frequencies within a frequency range to generate the magnetic field; and a detector configured to measure a magnitude of a current of the coil at each of the plurality of frequencies, wherein the control circuitry is further configured to: select a frequency using the measured current magnitudes, and select the threshold for use by the indicator using the selected frequency.
1838 | Piece of fitness equipment | A piece of fitness equipment, which is suitable for fitting to a body part of a person comprising a pressure chamber to which a fluid can be applied and a pump that is connected with the pressure chamber and is suitable for applying the fluid to the pressure chamber. Furthermore, the device comprises a controller for controlling the pump and a wearable holder that is detachably connectable with the pressure chamber and serves for holding the pressure chamber to the body part. The pressure chamber is formed in the shape of a hose. | 1. A piece of fitness equipment comprising: first and second pressure chambers which can be supplied with a fluid and are suitable for wrapping around a body part of a person; a pump that is connected with the first and second pressure chambers and is suitable for supplying the fluid to the first and second pressure chambers; a wearable holder that is detachably connectable with the first and second pressure chambers and includes adjacent channels for holding the first and second pressure chambers to the body part with the first and second pressure chambers each being formed in the shape of a hose; the first and second pressure chambers within the adjacent channels of the wearable holder being arranged so as to wrap spirally around the body part so that the first and second pressure chambers alternate along the body part; and the pump being arranged for alternately supplying fluid to the first and second pressure chambers so that peak pressures in the first pressure chamber alternate with peak pressures in the second pressure chamber, wherein each of the first and second pressure chambers includes a base section and two branch sections with a splitter connecting the base section with the two branch sections, and wherein the wearable holder is in the form of trousers and the body part includes first and second leg portions to which the trousers are arranged to fit, and wherein one of the two branch sections of the first pressure chamber and one of the two branch sections of the second pressure chamber are arranged so as to wrap spirally around the first leg portion and the other of the two branch sections of the first pressure chamber and the other of the two branch sections of the second pressure chamber are arranged so as to wrap spirally around the second leg portion.
1839 | Method and device for recognising the condition of vehicle occupants | The physical and/or mental condition of a vehicle occupant can be recognized on the basis of a BCG (ballistocardiograph) signal, which is obtained by means of a BCG sensor. The BCG sensor is an MEM sensor; a cross-correlation of the BCG signal with heartbeat parameters is carried out in an optimum filter, which heartbeat parameters are varied within predefined limits to find a maximum of the cross-correlation function; and probable peaks are located in a cross-correlation function found in this manner and the heart rate is calculated therefrom. | 1. A method for identifying a condition of a vehicle occupant on the basis of ballistocardiograph (BCG) data, comprising: obtaining the BCG data of the vehicle occupant from a BCG sensor, wherein the BCG sensor is a micro-electrical-mechanical (MEM) sensor; carrying out a cross-correlation function of a BCG signal with heartbeat parameters in an optimum filter, wherein the heartbeat parameters are varied within predefined limits to find a maximum of the cross-correlation function; locating probable peaks in the cross-correlation function; calculating a heart rate from the probable peaks; and wherein the heartbeat parameters include a plurality of heartbeat patterns that are generated by frequency variation of one or more predefined heartbeat patterns within natural heartbeat limits.
1840 | RF shielding conduit in an MRI closure assembly | The present invention provides, in a magnetic resonance imaging device (MRD) comprising (a) a main longitudinal axis with a distal and proximal ends; (b) an open bore extended along the axis and terminated by an aperture located in the proximal end; and (c) a closure assembly which is shaped to fit the aperture; an RF shielding conduit (RFSC), having apertures shaped to permit passage of medical equipment tubing from the external environment of the MRD to inner space of the bore, affixed to the closure assembly, wherein the conduit is characterized by a length (l) and width (w), l:w ratio is greater than a predefined value n, thereby providing RF shielding. | 1. An electromagnetic shield for closing a bore of a magnetic resonance imaging (MRI) device, the electromagnetic shield comprising: a first wall and a second wall, the first wall having a first surface that is positioned to face a first surface of the second wall with a gap therebetween; a first aperture positioned on the first wall; a second aperture poisoned on a second wall; a conduit positioned coupled to the first wall and the second wall, the conduit having a first end that terminates at the first aperture and a second end that terminates at the second aperture, the conduit having a length to width ratio that attenuates electromagnetic radiation as it travels between the first aperture and the second aperture through the conduit; at least a third wall to completely enclose the gap; and a connector to connect the electromagnetic shield to the MRI, the connector allowing positioning of the electromagnetic shield to close the bore of the MRI device or open the bore of the MRI device.
1841 | Portable radiation detection system | A hand-held portable radiation detection device, such as a radiation isotopic identification device (RIID), is integrated with a personal digital assistant device (PDA), such as a smart phone, to provide improved data processing capability and user interface. The hand-held portable radiation detection device includes a mounting unit for holding the PDA, in which at least one function of the PDA may be controlled by a plurality of buttons provided on an outer casing of the radiation detection device. | 1. A portable radiation detection system, comprising: a radiation detection subsystem including radiation detection system components housed in an outer casing, the outer casing including a mounting unit and a handle; and a personal digital assistant (PDA) configured to communicate with the radiation detection subsystem; wherein the radiation detection system components comprise: at least one radiation detector configured to detect radiation and generate electronic signals; a first signal processing unit configured to process the electronic signals and generate digitized data; a first communication unit configured to transmit the digitized data; wherein the PDA includes: a second signal processing unit configured to process the digitized data received from the radiation detection subsystem; a user interface unit; a second communication unit configured to communicate with the first communication unit to receive the digitized data; wherein the PDA is embedded in the mounting unit, and wherein the radiation detection subsystem includes at least one user control device configured to control at least one function of the PDA.
1842 | Imaging device using a close proximity tag to configure a wireless local area network (LAN) transceiver | Technology is described for imaging device (e.g., x-ray detector) that includes a tag reader. In one example, the imaging device includes a imaging matrix of pixel detector elements, a wireless local area network (LAN) transceiver, a tag reader, and a controller. Each pixel detector element is configured to detect photon energy. The wireless LAN transceiver is configured to transmit imaging matrix data to at least one wireless access point (WAP). The tag reader is configured to read WAP configuration data from a close proximity tag. The controller is coupled to the imaging matrix, the wireless LAN transceiver, and the tag reader. The controller is configured to initialize the wireless LAN transceiver for communication with a specified WAP using the WAP configuration data. The at least one WAP includes the specified WAP. | 1. A portable imaging device, comprising: an imaging matrix of pixel detector elements, wherein each pixel detector element is configured to detect photon energy; a tag reader configured to read wireless access point (WAP) configuration data from a close proximity tag and to read a control function code from the close proximity tag or a second close proximity tag, wherein the control function code is selected from a group consisting of an image device setting, a reset to default settings command, and combinations thereof; a controller coupled to the imaging matrix, a wireless local area network (LAN) transceiver, and the tag reader, and configured to initialize the wireless LAN transceiver for communication with a specified WAP using the WAP configuration data and perform a control function on the imaging device based on the control function code; and the wireless local area network (LAN) transceiver configured to transmit imaging matrix data to the specified WAP after the control function is performed on the imaging device.
1843 | Bladders, compartments, chambers or internal sipes controlled by a web-based cloud computer system using a smartphone device | A computer system including a Web site and/or a cloud array of computers configured to have a connection to a smartphone or other mobile computer device and use the device and connection to control a configuration of one or more bladders, compartments, chambers and internal sipes located in a sole or removable inner sole insert of footwear. The computer system can also use the device and connection to transmit data to the computer system for storage and/or shared or independent processing and/or analysis, process data from sensors located in either one or both of the sole or the removable inner sole insert of the device user, and in, on, or near a center of gravity of the device user, and use the processed data to alter a configuration of the bladders, compartments, chambers and internal sipes and to control the relative foot position of the right and left feet. | 1. A computer system, comprising: a Web site and/or a cloud array of computers; wherein the computer system is configured to have a connection to a smartphone device or other mobile computer device and the computer system is configured to use the smartphone device or other mobile computer device and the connection to control a configuration of: one or more computer-controlled bladders, compartments, chambers and internal sipes located in a footwear sole or a removable inner sole insert of both shoes or other footwear of a user of the device; and wherein the computer system is further configured to use the device and the connection to: transmit data to the computer system for storage and/or shared or independent processing and/or analysis, process data received from one or more sensors located in either one or both of the sole or the removable inner sole insert of the device user, and from at least one sensor located in, on, or near a center of gravity of the device user, use at least the processed data to alter the configuration of the one or more bladders, compartments, chambers and internal sipes of the device user, and proactively and/or reactively alter both footwear soles or sole inserts to control the relative foot position between the right and left feet of the user in order to independently alter the neutral position of either or both feet toward a more generally supinated or pronated position.
1844 | Biometric interface system and method | A system includes a wearable device having at least one sensor configured to determine a user's fingerprint data, at least one data storage device containing authentication data, and at least one processor configured to compare the user's fingerprint data with the authentication data in order to authenticate a user. A method of authenticating a wearable device includes producing a fingerprint, determining fingerprint data derived from the fingerprint with one or more sensors, comparing the fingerprint data with authentication data on one or more data storage devices, and authenticating the user if the fingerprint data and the authentication data match. | 1. An earpiece for authenticating users using stored fingerprint authentication data, the earpiece comprising: an earpiece housing; at least one speaker; at least one microphone; a processor disposed within the earpiece housing and operatively connected to the at least one speaker and the at least one microphone; a sensor operatively connected to the processor; a data storage device disposed within the earpiece housing and operatively connected to the processor, wherein a first portion of the stored fingerprint authentication data is stored on the data storage device; and a radio transceiver disposed within the earpiece housing and operatively connected to the processor, wherein a second portion of the stored fingerprint authentication data is stored at a remote location and accessible over a network through the radio transceiver; wherein the processor is configured to receive fingerprint data from the sensor at a fingerprint contact surface on the earpiece housing and analyze the fingerprint data using the first portion of the stored fingerprint authentication data and the second portion of the stored fingerprint authentication data to make an authentication decision based on the fingerprint data.
1845 | Single transducer for data and power in wirelessly powered devices | A wireless powering and communication system is provided that includes a base unit, and an external unit that is separate from the base unit, where the base unit includes a single transducer circuit configured for uplink data communication to the external unit, where the transducer circuit is configured for power recovery from the external unit, a multiplexer circuit, a power recovery and conditioning circuit, a controller circuit, and a communication circuit, where the multiplexer circuit is configured to decouple power and data paths to enable operation with the single transducer circuit, the power recovery and conditioning circuit is configured to recover and optionally store power from power received by the single transducer circuit, the power recovery and conditioning circuit is configured to power the controller circuit and the communication circuit, the controller circuit is configured to control the multiplexer circuit, the communication circuit is configured to provide data to the multiplexer circuit. | 1. A wireless communication system, comprising: a) a base unit; and b) an external unit, wherein said external unit is separate from said base unit, wherein said base unit comprises: i. a single transducer circuit with a single port or feed, wherein said transducer circuit is configured for uplink data communication to said external unit, wherein said transducer circuit is configured for power recovery from said external unit; ii. a multiplexer circuit; iii. a power recovery and conditioning circuit; iv. a controller circuit; and v. a communication circuit; wherein said multiplexer circuit is configured to decouple power and data paths to enable operation with said single transducer circuit, wherein said power recovery and conditioning circuit is configured to recover and optionally store power from power received by said single transducer circuit, wherein said power recovery and conditioning circuit is configured to power said controller circuit and said communication circuit, wherein said controller circuit is configured to control said multiplexer circuit, wherein said communication circuit is configured to provide data to said multiplexer circuit.
1846 | Anatomically compliant antenna for implantable medical device | A flexible antenna is associated with an active implantable medical device to facilitate communication between the implantable medical device and an external component in the outside world via, for example, long range or far field telemetry. The flexibility of the antenna allows it to conform to the shape of the location at which it is situated, such as on the cranial bone of a patient for an antenna associated with a cranially implanted medical device. The conformability of the antenna helps to maintain the antenna in the desired shape and to maintain it in the desired location relative to implantable medical device and the patient and improves patient comfort. | 1. An antenna for facilitating communication between a medical device implanted in a patient and an external component, comprising: a length of flexible metal shaped into a plurality of turns that form a geometric configuration arranged to be located alongside a housing of the medical device; and a strain relief encasing the length of flexible metal and configured to be connected to the housing, wherein the length of flexible metal shaped into a plurality of turns is capable of being bent to conform to an anatomical contour of the patient and, upon being bent, is capable of retaining a bent shape.
1847 | Inductively coupled ballast circuit | A ballast circuit is disclosed for inductively providing power to a load. The ballast circuit includes an oscillator, a driver, a switching circuit, a resonant tank circuit and a current sensing circuit. The current sensing circuit provides a current feedback signal to the oscillator that is representative of the current in the resonant tank circuit. The current feedback signal drives the frequency of the ballast circuit causing the ballast circuit to seek resonance. The ballast circuit preferably includes a current limit circuit that is inductively coupled to the resonant tank circuit. The current limit circuit disables the ballast circuit when the current in the ballast circuit exceeds a predetermined threshold or falls outside a predetermined range. | 1. A wireless power transfer system for transferring power inductively to an electronic device, the wireless power transfer system comprising: said electronic device separable from a wireless power supply, said electronic device and said wireless power supply capable of inductively coupling when in sufficient proximity to each other to transfer power inductively, said electronic device including: a load; a secondary configured to inductively receive power from the wireless power supply that is intended for the load; and said wireless power supply including: a primary circuit having a primary configured to inductively couple with said secondary of said electronic device to transfer power inductively to said electronic device; a sensor configured to generate a sensor output indicative of a characteristic of power sensed in said wireless power supply, said characteristic of power being affected by a characteristic of said load reflected through inductive coupling between said primary and said secondary; a control system operably coupled to said primary circuit and said sensor, said control system configured to control supply of power to said primary to affect an amount of power transferred to said secondary by varying an operational characteristic of power supplied to said primary; a wireless communication system operably coupled to said control system, said wireless communication system configured to receive information communicated from said electronic device, wherein said information is relevant to a supply of power to said load; wherein said control system is configured to obtain said information received from the electronic device and said sensor output, wherein said control system is configured to vary said operational characteristic of said power supplied to said primary based on said information and said sensor output indicative of said characteristic of power sensed by said sensor.
1848 | Asynchronous successive approximation analog-to-digital converter and related methods and apparatus | An ultrasound device including an asynchronous successive approximation analog-to-digital converter and method are provided. The device includes at least one ultrasonic transducer, a plurality of asynchronous successive-approximation-register (SAR) analog-to-digital converters (ADC) coupled to the at least one ultrasonic transducer, at least one asynchronous SAR in the plurality having a sample and hold stage, a digital-to-analog converter (DAC), a comparator, and control circuitry, wherein a DAC update event following at least one bit conversion is synchronized to a corresponding DAC update event of at least one other ADC in the plurality of ADCs. | 1. An apparatus, comprising: an ultrasonic transducer; a receive circuitry coupled to the ultrasonic transducer, the receive circuitry providing an analog signal to represent information relating to an ultrasound image; an Analog-to-Digital Converter (ADC) to communicate with the receive circuitry, the ADC further comprising a Successive Approximation Register (SAR) Controller, the ADC configured to receive the analog signal, a first clock signal and a second clock signal and output a digital representation of the analog signal; wherein: the first clock signal and the second clock signal govern timing of successive analog-to-digital conversions; the first and the second clock signals are independent of a high-speed clock signal; the SAR Controller is configured to successively approximate a quantification value for one bit per clock cycle, proceeding from the most significant bit (MSB) to the least significant bit (LSB); and conversion of the MSB is triggered by the second clock signal.
1849 | Mobile health system | A mobile health system includes a communication network. An electronic device is provided and the electronic device in electrical communication with the communication network. A sensing unit is removably coupled to the electronic device such that the sensing unit is in electrical communication with the electronic device. The sensing unit may be touched by a user thereby facilitating the sensing unit to record a biometric signal generated by the user. The sensing unit communicates the biometric signal to the electronic device. The electronic device transmits the biometric signal to the communication network. The communication network may communicate the biometric signal to a medical professional. Thus, the medical professional may recommend a medical treatment corresponding to the biometric signal. | 1. A mobile health system comprising: a communication network; an electronic device being in electrical communication with said communication network, said electronic device having an input; and a sensing unit being removably coupled to said electronic device such that said sensing unit is in electrical communication with said electronic device, said sensing unit being configured to be touched by a user thereby facilitating said sensing unit to record a biometric signal generated by the user, said sensing unit being configured to communicate the biometric signal to said electronic device, said electronic device transmitting the biometric signal to the communication network wherein said communication network is configured to communicate the biometric signal to a medical professional thereby facilitating the medical professional to recommend a medical treatment corresponding to the biometric signal, said sensing unit further comprising a housing having a front surface, said front surface having a pair of depressions, said depressions being ovular and concave, each of said depressions being configured to be touched by the user, each of said depressions being comprised of an electrically conductive material wherein each of said depressions is configured to be in electrical communication with the user when the user touches said depressions; and a plug coupled to and extending from said housing, said plug being selectively couplable to said electronic device by insertion into said electronic device, said plug being a headphone jack.
1850 | Electromagnetic induction field communication | Consistent with an example embodiment there is an electromagnetic induction field communication system, illustratively, for communicating on or around the body. Two transceivers (or receiver and transmitter) contain coils and capacitors suitable for generating an electromagnetic induction field surrounding the body and are capable of communicating therebetween. | 1. A communication system comprising: a transmitter located at a first position on a living body, the transmitter having: a first coil, a first capacitor having first and second plates, said first capacitor connected in parallel with said first coil, said first plate being coupled to the living body at the first position and said second plate being configured to be exposed to an environment, and a signal generator configured to produce a communication signal used to provide current to said first coil to generate a magnetic near field and to provide voltage to said first capacitor to generate an electric near field, wherein said electric near field is coupled to and available around the living body; and a receiver located at a second position on the living body distant from the first position, the receiver having: a second coil configured to receive said magnetic near field, wherein said magnetic near field passes through the living body, and a second capacitor, configured to receive said electric near field available around the living body, said second capacitor having third and fourth plates, said second capacitor connected in parallel with said second coil, said third plate being coupled to the living body at the second position and said fourth plate being exposed to the environment, there being no galvanic connection between said transmitter and ground or between said receiver and ground.
1851 | System and method for providing assistance during medical emergency | Various aspects of a system and method to provide assistance during a medical emergency are disclosed herein. The system comprises one or more circuits in an electronic device configured to receive sensor data associated with a user from one or more sensing devices. A change in health condition of the user is detected based on the received sensor data. Alert information that corresponds to the detected change is communicated to one or more other electronic devices associated with one or more other users. The one or more other users are selected based on profiles of the one or more other users. | 1. A first vehicle, comprising: an electronic device that comprises at least one circuit configured to: generate alert information corresponding to a detected change in health condition of a first user associated with said first vehicle; transmit said alert information to a second vehicle; and receive instruction information from said second vehicle, wherein said instruction information is generated based on said alert information, a profile of a second user associated with said second vehicle, and a health profile of said first user, wherein said health profile includes information related to a medical history of said first user.
1852 | Measurement apparatus for physiological parameters | Measurement apparatus includes sensors configured to generate signals associated with physiological parameters and adapted to be coupled to tissue comprising blood and to communicate signals associated with the parameters to feedback control circuitry capable of generating physiological information from the signals. A software application is configured to operate on a control system capable of receiving the physiological information and configured to receive voice input signals and manually entered input signals. The control system includes a touch-screen, a proximity sensor, circuitry for obtaining movement information from a positioning sensor, a mechanical system having actuators, and a wireless transmitter to transmit the physiological information over a wireless link to a host. The host is configured to generate status information from the data and includes a memory storage device for recording the status information and a communication device communicating the status information to display output devices that may be located remotely. | 1. A measurement apparatus comprising: one or more sensors configured to generate signals associated with one or more physiological parameters, wherein at least one of the one or more sensors is adapted to be coupled to tissue comprising blood and to communicate to feedback control circuitry at least a portion of the signals associated with one or more physiological parameters, the feedback control circuitry capable of generating physiological information from the at least a portion of the signals associated with one or more physiological parameters, a software application configured to operate on a control system that is capable of receiving at least some of the physiological information, the control system configured to receive voice input signals and manually entered input signals and comprising a touch-screen, a proximity sensor, circuitry configured to determine movement information from a positioning sensor, a mechanical system comprising one or more actuators, and a wireless transmitter to transmit data, including at least some of the physiological information, over a wireless link to a host.
1853 | Indicator and analytics for sensor insertion in a continuous analyte monitoring system and related methods | The present embodiments provide systems and methods for, among others, tracking sensor insertion locations in a continuous analyte monitoring system. Data gathered from sensor sessions can be used in different ways, such as providing a user with a suggested rotation of insertion locations, correlating data from a given sensor session with sensor accuracy and/or sensor session length, and providing a user with a suggested next insertion location based upon past sensor accuracy and/or sensor session length at that location. | 1. A method for continuous analyte monitoring including a continuous analyte monitoring system having a sensor, the method comprising: upon insertion of a sensor into skin of a host, automatically initiating a new sensor session with a transmitter and a device having a display, the automatically initiating triggered by one or more of the group selected from: the transmitter engaging the sensor, or the transmitter or sensor engaging a mechanical switch upon engagement; displaying, using a user interface associated with an input module, a diagram of a body on the display; receiving as an input, via the diagram, a location on the body where the sensor was inserted into skin of a host; and storing the location.
1854 | Systems and methods for customizing interactive virtual boundaries | A method for customizing an interactive control boundary includes positioning a virtual implant model relative to a virtual bone model based on a user input, and extracting reference feature information associated with the virtual implant model, wherein the reference feature information describes one of a point, a line, a plane, and a surface associated with the virtual implant model. The method further includes mapping the extracted reference feature information to the virtual model of the bone, and receiving information indicative of a positional landmark associated with the bone, then estimating an intersection between the positional landmark and the mapped reference feature and generating a virtual boundary based, at least in part, on the estimated intersection between the positional landmark and the mapped reference feature. | 1. A method for customizing an interactive boundary, comprising: positioning a virtual implant model relative to a virtual bone model based on a user input; extracting reference feature information associated with the virtual implant model, wherein the reference feature information describes one of a point, a line, a plane, and a surface associated with the virtual implant model; mapping the extracted reference feature information to the virtual model of the bone; receiving information indicative of a positional landmark associated with the bone; estimating an intersection between the positional landmark and the mapped reference feature; and generating a virtual boundary based, at least in part, on the estimated intersection between the positional landmark and the mapped reference feature.
1855 | Patient bed having software download capability | A number of patient beds are disclosed. Some patient beds have siderails that are movable by a patient so that the patient can egress from the bed without interference from the siderails. Various caregiver control panels and patient control panels for controlling features and functions of a patient bed are also disclosed. For example, a cart with caregiver control inputs, including hand inputs on a graphical user interface (GUI) and foot inputs, is disclosed. Patient positioning and transfer devices are also disclosed. Various types of in-bed physical therapy devices are also disclosed. | 1. A patient bed system comprising a frame, a port coupled to a portion of the frame that is accessible to a patient supported by the frame, the port being connectable to a handheld electronic device to recharge the handheld electronic device and to download bed control software to the handheld electronic device so that the portable handheld electronic device is usable to control features of the patient bed, and a plurality of icons situated at a foot end of the frame, each icon of the plurality of icons being illuminated a first color to indicate a satisfactory status of an associated monitored bed feature, each icon of the plurality of icons being illuminated a second color to indicate an unsatisfactory status of the associated monitored condition, each icon of the plurality of icons being unlit if the associated feature of the bed is not being monitored, wherein lighted images are projected onto areas of a floor adjacent the bed with each lighted image including a shape corresponding to a respective icon of the plurality of icons if the respective icon is illuminated the first color or the second color.
1856 | Robotic sports performance enhancement and rehabilitation apparatus | A robotic sports apparatus includes a plurality of robotic arms and a plurality of fastening members operably coupled to a respective robotic arm of the plurality of robotic arms. Each fastening member is configured for receiving a limb of a patient. Each robotic arm is configured to move each respective fastening member in at least one of a different direction or a different speed relative to one another for opening neural pathways in the patient. | 1. A robotic sports apparatus, comprising: a plurality of robotic arms; a plurality of fastening members operably coupled to a respective robotic arm of the plurality of robotic arms, each fastening member of the plurality of fastening members being configured for receiving a limb of a patient, wherein each robotic arm of the plurality of robotic arms is configured to move each respective fastening member of the plurality of fastening members in at least one of a different direction or a different speed relative to one another; and a control device operably connected to the plurality of robotic arms for directing a selected movement of the plurality of robotic arms, the control device being configured to randomly change the direction and speed of the plurality of fastening members.
1857 | Electrotherapy system for traditional chinese medicine | An electrotherapy system includes a control device, a pulse generator and an electrode pad unit. The control device receives a user input associated with one of twelve meridians of a human, and outputs a control signal associated with the one of the twelve meridians. The pulse generator generates an electrical stimulation signal according to a reference frequency of a reference signal and the one of the twelve meridians with which the control signal is associated. The electrode pad unit contacts a user at a location corresponding to the one of the twelve meridians, and is coupled to the pulse generator for introducing the electrical stimulation signal from the pulse generator to the user. | 1. An electrotherapy system for traditional Chinese medicine comprising: a control device, the control device including: a user interface configured to receive a first user input associated with one of twelve meridians of a human; and a control module coupled to said user interface and configured to receive the first user input therefrom, the control module being configured to output a control signal indicating the one of the twelve meridians according to the first user input; a pulse examining device; a pulse generator coupled to said control module and configured to receive therefrom the control signal, the pulse generator being coupled to the pulse examining device, the pulse generator being configured to receive a reference signal containing information of a reference frequency from either said control module or said pulse examining device, said pulse generator being configured to generate an electrical stimulation signal based on the reference frequency, and the electrical stimulation signal having a predetermine parameter corresponding to the one of the twelve meridians which is indicated by the control signal; and an electrode pad unit configured to contact a user at a location corresponding to the one of the twelve meridians, coupled to said pulse generator and configured to introduce the electrical stimulation signal from said pulse generator to the user.
1858 | Deep brain stimulation lead | The present disclosure discusses a system and methods for a deep brain stimulation lead. More particularly, the disclosure discusses a stimulation lead that includes one or more silicon based barrier layers within a MEMS film. The silicon based barrier layers can improve device reliability and durability. The silicon based barrier layers can also improve adhesion between the layers of the MEMS film. | 1. A neurological lead, comprising: a first polymeric layer; a metal layer disposed on the first polymeric layer, the metal layer comprising: a plurality of electrodes; a plurality of periphery traces, each of the plurality of periphery traces at least partially encircling a perimeter of a respective one of the plurality of electrodes; and at least two connection points coupling each of the plurality of periphery traces to a respective one of the plurality of electrodes; and a second polymeric layer disposed on the plurality of periphery traces.
1859 | Folded antennas for implantable medical devices | In an example, an apparatus can include an implantable medical device comprising a housing, an implantable telemetry circuit carried within the housing, a dielectric compartment mechanically coupled to the housing, the dielectric compartment including first and second substantially parallel face portions and a third face portion extending between the first and second face portions, and an implantable telemetry antenna, located at least partially within the dielectric compartment. The implantable telemetry circuit can be electrically coupled to the implantable telemetry antenna and configured to wirelessly transfer information electromagnetically using the implantable telemetry antenna. In an example the implantable telemetry antenna comprises a spiral conductor portion extending along the first, second, and third face portions. In an example the spiral conductor includes a cross section having a lateral width that can be greater than a sidewall height of the cross section. | 1. An apparatus, comprising: an implantable medical device comprising: a housing; an implantable telemetry circuit carried within the housing; a dielectric compartment, mechanically coupled to the housing, the dielectric compartment including at least a first face portion on a first sidewall of the dielectric compartment, and a second face portion; an implantable telemetry antenna, located at least partially within the dielectric compartment; wherein the implantable telemetry circuit is electrically coupled to the implantable telemetry antenna and configured to wirelessly transfer information electromagnetically using the implantable telemetry antenna; and wherein the implantable telemetry antenna has a first antenna portion extending along and conforming to contours of the first face portion of the dielectric compartment, and a second antenna portion extending along and conforming to contours of the second face portion of the dielectric compartment, the implantable telemetry antenna including a spiral conductor portion that extends from the first antenna portion into the second antenna portion, around a first bend or corner in the second portion and back into the first portion, and around a second bend or corner in the first portion and back into the second portion.
1860 | Circuitry for charging a depleted battery in an implantable medical device without passive trickle charging | Charging circuitry is disclosed for receiving a magnetic charging field and using the received field to charge a battery in an Implantable Medical Device (IMD) without passive trickle charging, and even if the battery voltage (Vbat) is severely depleted. The charging circuitry includes a source capable of producing a constant charging current via a current mirror that receives a reference current for setting the charging current. Two reference current generators are provided: a first enabled when Vbat is severely depleted to produce a small non-adjustable reference current; and a second enabled once Vbat is recovered to produce a reference current that can be controlled to adjust the charging current. Because Vbat may be too low, the first generator is powered by a DC voltage produced from the magnetic charging field. A passively-generated undervoltage control signal is used to transition between use of the first and second generators. | 1. Battery charging circuitry for a medical device, comprising: a rechargeable battery having a battery voltage and configured to receive a battery charging current; front-end circuitry configured to generate a DC voltage upon receipt of a wireless charging field; undervoltage detection circuitry configured to indicate whether the battery voltage is above or below a threshold voltage; and source circuitry controllable to produce a first constant battery charging current as the battery charging current along an active charging path from the source circuitry to the battery when the undervoltage detection circuitry indicates that the battery voltage is below the threshold voltage, and a second constant battery charging current as the battery charging current along the active charging path from the source circuitry to the battery when the undervoltage detection circuitry indicates that the battery voltage is higher than the threshold voltage, wherein the first constant battery charging current is smaller than the second constant battery charging current, wherein the source circuitry comprises a current mirror configured to produce the battery charging current from a reference current, and wherein the source circuitry further comprises a first reference current generator and a second reference current generator, wherein the first and second reference current generators are configured to be enabled mutually exclusively to provide the reference current.
1861 | Methods and apparatus for power conversion and data transmission in implantable sensors, stimulators, and actuators | Implantable devices and/or sensors can be wirelessly powered by controlling and propagating electromagnetic waves in a patient's tissue. Such implantable devices/sensors can be implanted at target locations in a patient, to stimulate areas such as the heart, brain, spinal cord, or muscle tissue, and/or to sense biological, physiological, chemical attributes of the blood, tissue, and other patient parameters. In some embodiments, the implantable devices can include power management schemes that have one or more AC-DC conversion chains arranged and configured to rectify the induced alternating current or voltage into one or more energy domains. Methods of use are also described. | 1. A wireless power receiving device, comprising: a coupler configured to induce an alternating current or voltage in the presence of electromagnetic fields or oscillating sound pressure waves; a first AC-DC conversion chain configured to rectify the induced alternating current or voltage into a first DC current or voltage in a first energy domain; a first DC load coupled to the first AC-DC conversion chain; a second AC-DC conversion chain arranged in parallel with the first AC-DC conversion chain and configured to rectify the induced alternating current or voltage into a second DC current or voltage in a second energy domain; and a second DC load coupled to the second AC-DC conversion chain; wherein the first or second AC-DC conversion chain comprises a rectifier stage in parallel with a capacitor and a DC-DC conversion circuit, with a battery connected to an output of the DC-DC conversion circuit.
1862 | Devices and methods of thermal management for a motorized wheel | A method of thermal management for an electrically motorized wheel, the method can include defining a thermally conductive path from at least one component, the at least one component becoming heated during operation of the electrically motorized wheel, providing the path with a thermally conductive material and further defining the path such that the path contacts the at least one component, further defining the path such that the path contacts a hub shell assembly of the electrically motorized wheel thereby conducting heat from the at least one component to the hub shell assembly. | 1. A method of thermal management for an electrically motorized wheel, the method comprising: defining a thermally conductive path from at least one component, said at least one component becoming heated during operation of the electrically motorized wheel, providing the thermally conductive path with a thermally conductive material and further defining the thermally conductive path such that the thermally conductive path contacts the at least one component, further defining the thermally conductive path such that the thermally conductive path contacts a shaft or a hub shell assembly of the electrically motorized wheel thereby conducting heat from the at least one component to the shaft or the hub shell assembly.
1863 | Continuous glucose monitor communication with multiple display devices | A continuous glucose monitor for wirelessly transmitting data relating to glucose value to a plurality of displays is disclosed, as well as systems and methods for limiting the number of display devices that can connect to a continuous glucose transmitter. In addition, security, including hashing techniques and a changing application key, can be used to provide secure communications between the continuous glucose transmitter and the displays. Also provided is a continuous glucose monitor and techniques for authenticating multiple displays, providing secure data transmissions to multiple displays, and coordinating the interaction of commands and data updates between multiple displays. | 1. A method for establishing communication between a plurality of display devices and a transmitter coupled to an analyte sensor of a continuous glucose monitoring system, comprising: receiving a request to connect the transmitter with a first display device, the request identifying a first type of the first display device; comparing the first type of the first display device with a first list including a plurality of allowed types of display devices; determining whether a display device having the first type is actively connected with the transmitter; initiating pairing of the transmitter with the first display device when fewer than a predetermined number of display devices with the first type are included in the first list; storing bonding information associated with the first display device as a result of pairing the first display device with the transmitter in a second list that is different from the first list; establishing a first data communication channel to allow transmission of analyte values generated by the analyte sensor from the transmitter to the first display device; receiving a request to connect the transmitter with a second display device, the request identifying a second type of the second display device; comparing the second type of the second display device with the first list including a plurality of allowed types of display devices; determining whether a display device having the second type is actively connected with the transmitter; initiating pairing of the transmitter with the second display device when fewer than the predetermined number of display devices with the second type are included in the first list; storing bonding information associated with the second display device as a result of pairing the second display device with the transmitter in the second list; and establishing a second data communication channel to allow transmission of the analyte values generated by the analyte sensor from the transmitter to the second display device.
1864 | Information processing device and information processing method | An information processing device includes: a user information acquisition unit which acquires first information, second information, and third information about a user; a correlation information acquisition unit which acquires correlation information representing a relation between the first information, the second information, and the third information; an initial value setting unit which sets an initial value of the first information, the second information, and the third information; a fixing designation unit which designate fixing of the first information; a change designation unit which designates change of the second information; and an update unit which updates the third information on the basis of the correlation information. | 1. An information processing device for graphically updating progress and a prediction of weight loss or body fat loss of a user, comprising: a display unit; and a processor comprising: a user information acquisition unit which acquires: first information comprising a first target period, second information comprising a first current weight of the user or a first current body fat of the user, and third information comprising a heart rate zone staying time acquired from a pulse wave sensor; a correlation information acquisition unit which acquires correlation information representing a relation between heart rate zone staying time and amount of body fat lost per a unit of time; a prediction module which generates a prediction line of user body weight or user body fat over the first target period from the first current weight or the first current body fat to a target weight or a target body fat using the first information, the second information, the third information and the correlation information, and outputs the prediction line to be displayed as a first line on a graph on the display unit; a change designation unit which designates change of the second information from the first current weight or the first current body fat to a second current weight or a second current body fat; an update unit which updates the first information from the first target period to a second target period on the basis of the correlation information; and a progress module which generate a progress line of user body weight or user body fat from the first current weight or first current body fat to the second current weight or second current body fat, and outputs the progress line to be displayed as a second line on the graph on the display unit; wherein the prediction module generates a second prediction line of user body weight or user body fat over the second target period from the second current weight or second current body fat to a second target weight or a second target body fat using the first information, the second information, the third information and the correlation information, and outputs the second prediction line to be displayed as a third line on the graph on the display unit.
1865 | Methods and systems for metrics analysis and interactive rendering, including events having combined activity and location information | A method includes receiving location data of a monitoring device when carried by a user and receiving motion data of the monitoring device. The motion data is associated with a time of occurrence and the location data. The method includes processing the received motion data to identify a group of the motion data having a substantially common characteristic and processing the location data for the group of the motion data. The group of motion data by way of processing the location data provides an activity identifier. The motion data includes metric data that identifies characteristics of the motion data. The method includes transferring the activity identifier and the characteristics of the motion data to a screen of a device for display. The activity identifier being a graphical user interface that receives an input for rendering more or less of the characteristics of the motion data. | 1. A method operable by a server, the server comprising a network interface configured to communicate with a monitoring device via a computer network, a memory device configured to store a rules database including inference rules of the monitoring device, and a processor, the method comprising: receiving, via the network interface, one or more geo-locations associated with the monitoring device of a user; receiving, from the monitoring device via the network interface, data regarding a movement of a body part of the user, the movement occurring within a time period, the monitoring device configured to attach to the user and including one or more sensors configured to collect the data regarding the movement of the body part; identifying, by the processor, a first type of activity and a second type of activity based on a comparison of the data regarding the movement to patterns of movement corresponding to a plurality of predefined activity types, the second type of activity being different than the first type of activity; determining, by the processor based on the inference rules, that the identified first and second types of activities are consistent with the one or more geo-locations, the inference rules correlating the data regarding the movement of the body part and the geo-location information of the monitoring device to the types of activities; determining, by the processor, an amount of each of the first and second types of activities; determining, by the processor, that the amount of the first type of activity is above a first threshold level; determining, by the processor, that the amount of the second type of activity is above a second threshold level; generating, by the processor, first and second textual descriptions indicative of the amounts of the first and second types of activities being above the first and second threshold levels, respectively, without including the amounts of the first and second types of activities; associating, by the processor, the first and second textual descriptions with a calendar of an account of the user; and providing, via the computer network and the network interface, access to the account to allow viewing of the first and second textual descriptions on a graphical user interface of a device associated with the account.
1866 | Methods and systems for providing online monitoring of released criminals by law enforcement | The methods and systems are designed to utilize an integrated combination of just in time, just in place, and just on device actions connected to an image recognition process for monitoring criminals who are probation, offenders who are on parole, sex offenders, and witnesses under protection by law enforcement. | 1. A system for monitoring and verifying a criminal offender over a network, the system comprising: an verification app downloadable to a device comprising a camera, a GPS locator, a network interface, and a user interface, the app comprises: a process to initiate a user to take and capture a picture of an offender'ss face with the camera; a process to capture a first set of GPS coordinates, a first time, and a date of the picture of the offender'ss face; a process to initiate the user to take and capture a picture of an identification card with the camera; a process to capture a second set of GPS coordinates, a second time, and a date of the picture of the identification card; a process to capture identification data of the device; a process to send data comprising at least one of the picture of the offender'ss face, the picture of the identification card, the first set of GPS coordinates, the second set of GPS coordinates, the time and date of the picture of the user'ss face, the time and date of the picture of the identification card, and the identification data to a location on the network; and a process to receive and communicate information; a verification engine on a server at the location on the network, the verification engine comprising: an input configured to receive the data from the verification app; an image comparison algorithm configured to compare the picture of the offender'ss face, the picture of the identification card, then determine the likelihood that the user and a person in the picture of the identification card are substantially the same; and a time comparison algorithm configured to determine if the time and date of the picture of the user'ss face, the time and date of the picture of the identification card are substantially the same; and a verification to be send to the verification app if the offender and a person in the picture of the identification card are substantially the same, and if the time and date of the picture of the offender'ss face, the time and date of the picture of the identification card are substantially the same.
1867 | Training aid for complex athletic moves | A training aid for an athletic movement comprises: an EMG acquisition device for placement on a muscle of a user. The training aid is configured to: identify an acquired set of EMG signals generated during the movement from muscles in two different appendages; divide the set of EMG signals into a sequence of smaller time intervals; compare the placement in the smaller time intervals of peak EMG signals in the acquired set of EMG signals to a reference criteria; identify whether the acquired EMG signals satisfy or does not satisfy the reference criteria during the movement. A set of movements are displayed, such that a displayed movement is matched to acquired EMG signals during one of the smaller time intervals, and the movements are displayed with an indication of which move or moves are wrong based on whether the EMG signals matched with the movement, satisfies the reference criteria. | 1. A training aid for an athletic movement, comprising: an EMG acquisition device for placement on a muscle of a user; and a processor and a computer readable medium, having computer readable instructions stored thereon, wherein when read by the processor, cause the processor to: identify an acquired set of EMG signals generated during the movement from muscles in two different appendages; divide the set of EMG signals into a sequence of smaller time intervals; compare the placement in the smaller time intervals of peak EMG signals in the acquired set of EMG signals to a reference criteria; identify whether the acquired EMG signals satisfy or does not satisfy the reference criteria during the movement; display a set of movements that are matched to the acquired EMG set such that a displayed movement is matched to acquired EMG signals during one of the smaller time intervals, and the movements are displayed with an indication of which move or moves are wrong based on whether the EMG signals matched with the movement satisfies the reference criteria.
1868 | Systems for quantifying clinical skill | A system quantifying clinical skill of a user, comprising: collecting data relating to a surgical task done by a user using a surgical device; comparing the data for the surgical task to other data for another similar surgical task; quantifying the clinical skill of the user based on the comparing of the data for the surgical task to the other data for the other similar surgical task; outputting the clinical skill of the user. | 1. A system for quantifying clinical skill of at least one user, comprising: at least one application operable on at least one computer, the at least one application configured for: collecting data relating to at least one surgical task done by the at least one user using at least one surgical device; segmenting the collected data into surgemes, the segmenting comprising normalizing the collected data and projecting the collected data to a lower dimension using linear discrimination analysis (LDA); comparing the segmented data for the at least one surgical task to other segmented data for at least one other similar surgical task; quantifying the clinical skill of the at least one user based on the comparing of the segmented data for the at least one surgical task to the other segmented data for the at least one other similar surgical task; outputting the clinical skill of the at least one user.
1869 | Wireless power delivery and data link | An electromagnetic induction wireless transceiver system including: a magnetic antenna; an electric antenna including first and second plates, the first plate being connectable to a body; and a power driver configured to produce a modulating signal used to drive the magnetic antenna and the electric antenna to produce electromagnetic induction fields, wherein the transceiver when connected to a body in a first location is configured to transmit power to a second electromagnetic induction wireless transceiver connected to a second location a distance from the first location, wherein the first and second locations are connected through magnetic and electric near-field coupling. | 1. An electromagnetic induction wireless transceiver system comprising: a transceiver comprising: a magnetic antenna comprising a coil; an electric antenna comprising a capacitor connected in parallel with the coil, the capacitor including first and second plates, the first plate being coupled to a living body; and a power driver configured to produce a modulating power signal according to data to be transmitted, the modulating power signal used to drive the magnetic antenna to produce a near-field magnetic field and to drive the electric antenna to produce a near-field electric field, wherein the near-field electric field is coupled to the living body and is available around the living body, and the near-field electric field has a direction normal to a surface of the living body, wherein the transceiver, when coupled to the living body in a first location, is configured to transmit, via the near-field magnetic field and the near-field electric field, the modulating power signal that simultaneously conveys the data and power to a second electromagnetic induction wireless transceiver coupled to the living body at a second location distant from the first location, wherein the modulating power signal is converted to direct current (DC) power to operate the second electromagnetic induction wireless transceiver.
1870 | Analyte monitoring system having an alert | Described herein are analyte monitoring systems including a receiver or data processing component that is configured to automatically issue a first alert notification when a first predetermined number of consecutive data packets are not received from the sensor/sensor electronics, and automatically issue a second alert notification when a second predetermined number of consecutive data packets are not received by the sensor/sensor electronics. The receiver may also be configured to enable a user to disenable alert or alarm notifications that are triggered based on detected events. | 1. An analyte monitoring device, comprising: a memory storing instructions; and a processor operatively coupled to the memory and configured to execute the stored instructions to: detect a presence of an alert condition; determine whether a predetermined routine related to at least one function of an analyte monitoring device is being performed by the analyte monitoring device; in response to determining that the predetermined routine is not being executed, output a first notification associated with the alert condition; and in response to determining that the predetermined routine is being executed by the analyte monitoring device: output a second notification having at least one visual component so as not to disrupt the predetermined routine; determine that the alert condition is still present at a later time after outputting the second notification, wherein the predetermined routine is not being executed by the analyte monitoring device at the later time; and output the first notification at the later time.
1871 | Communication systems | An integrated home health system includes a television-based patient station, a first provider station for providing telemedicine or other healthcare services to a patient located at the patient station, a second provider station for providing caregiver services to the patient, a third provider station for providing emergency response services to the patient and a system management station coupled together by a data network. In addition to various management operations performed on behalf of the integrated home health system, the system management station is further configured to provide various home health services to the patient located at the patient station, either alone, or in conjunction with one or more of the first, second and/or third provider stations. | 1. A communication system comprising: a first interface configured to receive first content from a first service provider via radio frequency; a second interface configured to receive second content from a second service provider via a broadband data network; and a third interface configured to transmit the first content to a user device, to transmit the second content to the user device based upon a determination to interrupt the first content, and to transmit at least the second content to the user device independent of a request from the user device, wherein one or more of the first interface, the second interface, and the third interface, facilitates two-way communication between the user device and one or more of the first service provider and the second service provider.
1872 | Power adjusting module and wearable device employing same | A power adjusting module applied in a wearable device and includes a sensor, a central processing unit (CPU). The sensor triggers a detect signal. The CPU determines if the wearable device is in a wearing mode or a free mode according to the detect signal. If the wearable device is determined in a wearing mode, the CPU generates an instruction for increasing a transmission power of an antenna of the wearable device; if the wearable device is determined in a free mode, the CPU generates an instruction for decreasing the transmission power of the antenna. A wearable device employing the power adjusting module is also provided. | 1. A power adjusting module applied in a wearable device, the power adjusting module comprising: a sensor configured for triggering a detect signal; and a central processing unit (CPU) configured for determining if the wearable device is in a wearing mode or a free mode according to the detect signal; wherein if the wearable device is determined in a wearing mode, the CPU generates an instruction for increasing a transmission power of an antenna of the wearable device; and wherein if the wearable device is determined in a free mode, the CPU generates an instruction for decreasing the transmission power of the antenna; wherein the sensor comprises a pulse wave sensor configured for transmitting infrared ray and detecting whether the infrared ray is blocked; and wherein the pulse wave sensor includes an infrared LED and an infrared photo transistor, when the user is wearing the wearable device, the infrared LED transmits infrared ray toward a wrist of a user and is reflected by blood vessels of the wrist, the infrared photo transistor receives the reflected infrared ray and transmits an electronic signal to the CPU, the CPU determines the wearable device is in the wearing mode according to the electronic signal; when the wearable device is not worn by the user, the pulse wave sensor does not trigger detect signals and the CPU determines the wearable device is in the free mode.
1873 | Patient monitoring systems and messages that send alerts to patients | A system for is provided for using telemetry data based on patient habit information or patient monitoring. One or more patient monitoring devices has a unique patient ID. The one or more monitoring devices acquire patient information selected from of at least one of, a patient's activities, behaviors and habit information, and patient monitoring. ID circuitry is at the patient monitoring device. The ID circuitry includes ID storage, a communication system that reads and transmits the unique ID from an ID storage, a power source and a pathway system to route signals through the circuitry. An alarm is at the patient monitoring device that provides an alert only when the patient is in a wake-state. A telemetry system is in communication with the patient monitoring device. The telemetry system includes a database of patient ID's. | 1. A system comprising: a monitoring device that includes a microphone for detecting movement sounds of an individual, an RF transmitter, and at least two sensors selected from sensors to: determine air quality, sound level/quality, light quality and ambient temperature near the individual; an accelerometer configured to detect a movement information of the individual and generate movement data used in part to determine one or more conditions of the individual, the accelerometer and the monitoring device configured to provide information configured to assist to determine sleep information of the individual, the monitoring device including ID circuitry with an ID storage that contains a unique individual ID of the individual, the accelerometer configured to cause the microphone to stop recording the individual'ss movement sounds when the movement sounds are not associated with the one or more conditions of the individual, and generate sound data based on recorded sounds directed to the sleep information of the individual, and a telemetry system with a database of individual ID'ss and in communication with the monitoring device and the accelerometer.
1874 | Systems and methods for a continuous monitoring of analyte values | Systems and methods for a continuous monitoring of analyte values received from an analyte sensor system are provided. One method for a wireless data communication between an analyte sensor system and a mobile device involves storing identification information associated with a transceiver of the analyte sensor system, the identification information entered by a user of the mobile device via a custom application running on the mobile device; causing the custom application to enter a background mode; searching for advertisement signals; receiving an advertisement signal from the transceiver; authenticating the transceiver based on the identification information; prompting the user to bring the custom application to a foreground mode; causing the custom application to request a confirmation from the user that a data connection with the transceiver is desired; receiving the confirmation from the user; and completing the data connection with the transceiver. | 1. A method for a wireless data communication between an analyte sensor system and a plurality of display devices capable of displaying analyte values wirelessly received from the analyte sensor system, the method comprising: storing a first list identifying bonding information associated with the plurality of display devices, the bonding information generated during initial pairing of each of the display devices with a transceiver, and a second list identifying whether bonded display devices are allowed to establish data connections with the transceiver, wherein by utilizing the second list, data connection requests from each of the display devices can be rejected or granted promptly at a radio hardware level; transmitting a first series of advertisement signals; receiving a first data connection request from a first display device of the plurality of display devices in response to the first series of advertisement signals; rejecting the first data connection request from the first display device at the radio hardware level when the first display device is identified in the first list but not in the second list indicating that the first display device had previously paired with the transceiver, but not allowed to establish data communication with the transceiver, receiving a second data connection request from a second display device of the plurality of display devices responsive to the first series of advertisement signals, and granting the second data connection request at the radio hardware level when the second display device is identified both in the first and second lists indicating that the second display device had previously paired with the transceiver, and also allowed to establish data communication with the transceiver.
1875 | Motion analysis device, motion analysis system, motion analysis method, program, and recording medium | A motion analysis device that obtains a relation between a movement direction of a ball hitting surface of an exercise tool at a time of starting a swing and a posture of the ball hitting surface at the time of impact during the swing by using output of an inertial sensor. | 1. A motion analysis system comprising: a wireless inertial sensor that is configured to attach to a shaft of a golf club, and that measures acceleration; and a processor that is configured to wirelessly communicate with the wireless inertial sensor, and that is programmed to: calculate an initial position and an initial posture of the wireless sensor at a timing of starting a swing based on measured acceleration data received from the wireless inertial sensor; detect, based on the received measured acceleration data, a timing of actual impact; calculate a movement direction of a ball hitting surface of the golf club and an impact posture of the ball hitting surface at the timing of actual impact; calculate an incident angle of the ball hitting surface at the timing of actual impact and a relative angle of the ball hitting surface at the timing of actual impact based on the movement direction and the posture of the ball hitting surface at the timing of actual impact; and cause a display to display projection-related data based on the calculated incident angle and the calculated relative angle of the ball hitting surface at the timing of actual impact.
1876 | Presenting data generated by a continuous glucose monitor | A computer implemented method for transmitting messages generated by a continuous glucose monitor (CGM), the method comprising: generating a first message at the CGM at a first time, the first message being related to blood glucose measuring; generating a second message at the CGM at a second time, the second time being after the first time, the second message being related to blood glucose measuring; determining an elapsed time since a transmitter of the CGM has transmitted data; determining whether the elapsed time is greater than a threshold; determining whether the second message is to be transmitted before the first message, in response to the elapsed time being greater than the threshold; and transmitting data corresponding with the second message before transmitting data corresponding with the first message to a diabetes management device, in response to determining that the second message is to be transmitted before the first message. | 1. A computer implemented method for transmitting messages generated by a continuous glucose monitor (CGM), the method comprising: generating a first message at the CGM at a first time, the first message including a glucose measurement; generating a second message at the CGM at a second time, the second time being after the first time, the second message including a glucose measurement; determining, by a processor of the CGM, an elapsed time since a transmitter of the CGM has transmitted data; determining, by the processor, whether the elapsed time is greater than a first threshold; in response to a determination that the elapsed time is less than the first threshold, transmitting, via a transmitter of the CGM, the first message over a wireless communication link to a diabetes management device, the first message being transmitted prior to the second message and; in response to a determination that the elapsed time exceeds the first threshold, prioritizing, by the processor, the first message and the second message using a priority assigned to and encapsulated in each of the first message and the second message; and in response to a determination that the elapsed time exceeds the first threshold, transmitting, via the transmitter, the second message over the wireless communication link to the diabetes management device, the second message being transmitted prior to the first message in accordance with the priority assigned to the second message.
1877 | Method for digital archiving and manufacturing of dental prosthetics and prosthesis, and teaching and training for same | A method for digital archiving and manufacturing of dental prosthetics and a prosthesis, and teaching and training for same are provided. The method mainly includes the following steps: preoperative scanning: creating a first digital model file; optical positioning and turning treatment: creating a second digital model file from a turning process; physical model calculation: creating reversely an autologous crown model file of a patient; and fixed denture manufacturing: manufacturing, according to the second digital model file and the autologous crown model file, a fixed denture that meets needs of the patient, so that an inner layer structure of a crown of the fixed denture can be tightly bound to an abutment, and it may be decided to retain an original crown contour according to needs. A tooth model based on a teaching digital model file can be used for teaching and training of a trainee with the foregoing method. | 1. Teaching and training method for digital archiving and manufacturing of dental prosthetics and a prosthesis, wherein the teaching and training method comprises the following steps: obtaining, by a trainee, a tooth model for which a teaching digital model file has been created; optical positioning and turning practice: combining turning tool optical positioning with the teaching digital model file for tracking a medical apparatus by using an optical positioning system, turning the tooth model into an abutment tooth, and creating a second digital model file from a turning process; physical model calculation: creating reversely, by using an original crown contour file of the tooth model and the second digital model file, a crown model file from the process of turning the tooth model into the abutment tooth; fixed denture manufacturing: producing a needed fixed denture by using the crown model file and using computer-aided manufacturing (CAM); and sleeving the fixed denture on the abutment tooth, and evaluating results of turning and of manufacturing the fixed denture.
1878 | Optical trigger for therapy delivery | A medical device system is configured to sense a physiological signal by a first device and generate a control signal by the first device in response to the physiological signal. An optical transducer is controlled by the first device to emit an optical trigger signal in response to the control signal. A second device receives the optical trigger signal and delivers an automatic therapy to a patient in response to detecting the optical trigger signal. | 1. A medical device system for automatically delivering a therapy, comprising: a first device configured to sense a physiological signal and generate a control signal in response to the physiological signal; an optical emitting device controlled by the first device to emit an optical trigger signal in response to receiving the control signal from the first device, wherein the optical trigger signal is not a physiological signal; and a second device comprising a light detector for receiving light incident on the second device and configured to detect the optical trigger signal emitted by the optical emitting device by producing a voltage signal in response to the light incident on the second device, comparing the voltage signal to a trigger detection threshold, and detecting the optical trigger signal in response to the voltage signal being greater than the trigger detection threshold, the second device configured to deliver a therapy to a patient in response to the light detector detecting the optical trigger signal.
1879 | Cermet feedthrough in ceramic multilayer body | One aspect generally relates to a composite, having a layer sequence. The layer sequence includes as layers a first layer, including a first ceramic, and first layer surface, a second layer, including a second ceramic, superimposing the first layer surface. The layer sequence includes a hole, connecting through each layer of the layer sequence; and a cermet. The cermet includes a first part and a second part. The first part is included by the hole. The second part is included between the first layer and the second layer. The cermet is in one piece. | 1. A composite, comprising a layer sequence; wherein the layer sequence a) comprises as layers i) a first layer, comprising A. a first ceramic, and B. a first layer surface, ii) a second layer, A. comprising a second ceramic, B. superimposing the first layer surface; b) comprises i) a hole, connecting through each layer of the layer sequence; ii) a cermet element; wherein the cermet element comprises a first part and a second part; wherein the first part is comprised by the hole; wherein the second part is comprised between the first layer and the second layer; wherein the cermet element is in one piece.
1880 | Action detection and activity classification | Activities, actions and events during user performance of physical activity may be detected using various algorithms and templates. Templates may include an arrangement of one or more states that may identify particular event types and timing between events. Templates may be specific to a particular type of activity (e.g., types of sports, drills, events, etc.), user, terrain, time of day and the like. | 1. A computer-implemented method comprising: receiving, by a sensor system having at least a processor and a memory, raw sensor data associated with athletic activity of a user, the raw sensor data being received from one or more sensing devices; determining, by the sensor system and based on a signature of a signal received from the one or more sensing devices, a category of athletic activity being performed; analyzing, by an activity processing system, the raw sensor data and the category of activity to determine one or more events performed during the athletic activity of the user; selecting, by the activity processing system, a plurality of athletic activity templates for comparison, the plurality of athletic activity templates being selected based on the category of athletic activity being performed; comparing, by the activity processing system, the determined one or more events to the selected plurality of activity templates; determining, by the activity processing system, whether the determined one or more events match one or more activity templates of the selected plurality of activity templates; responsive to determining that the determined one or more events match one or more activity templates, classifying the events of the user as performance of a first action of a first type and communicating sound feedback to the user based on the first action; determining, by the activity processing system, a quality of the first action; determining, by the activity processing system, whether the quality of the first action is below a predetermined threshold; and responsive to determining that the quality of the first action is below the predetermined threshold, providing, by the activity processing system, coaching information to the user, wherein the coaching information includes at least a coaching instruction related to heel weight.
1881 | Medical device management and theft inhibitor techniques | A healthcare enterprise has an associated management resource that manages operation of one or more medical devices in the healthcare enterprise. To determine what functionality to enable in a respective medical device, the respective medical device establishes a communication link to communicate in a network environment. Subsequent to establishing the communication link, the medical device initiates communications over the communication link from the medical device to the remotely located management resource. The communications include a unique identifier value assigned to the medical device. Depending upon feedback (such as granting or denial of authorization) from the management resource with respect to the unique identifier value, the medical device operates in one of multiple different operational modes such as a fully functional mode or a reduced functionality mode. | 1. A method comprising: in a medical device: accessing configuration information assigned to the medical device; initiating communications over a communication link from the medical device to a remotely located management resource over a network to register the medical device for use in a private medical network environment to which the medical device is assigned for use, the communications initiated over the communication link in response to detecting that the configuration information indicates that the medical device is assigned a lock mode in which the medical device requires confirmation by the remotely located management resource to execute a first modal operation of the medical device; receiving authorization from the remotely located management resource, the authorization indicating that the medical device has been verified for execution of the first modal operation in the private medical network environment; providing continued first modal operation of the medical device while the medical device moves outside of a wireless communication range of the private medical network environment; and switching from the first modal operation to second modal operation of the medical device in response to detecting subsequent denial of authorization of further use of the medical device, the denial of authorization occurring in response to an attempt to authorize use of the first modal operation of the medical device in a foreign environment outside the wireless communication range of the private medical network environment.
1882 | Operating table system | An operating table system is disclosed. The operating table system has a first transmitting-receiving device that is mountable to a transport device, a second transmitting-receiving device that is mountable to an operating table column, and a coupling device that couples a patient support and the operating table column. The first transmitting-receiving device is configured to transmit a request command and a transfer command to the second transmitting-receiving device. The second transmitting-receiving device is configured to transmit a device address to the first transmitting-receiving device. The coupling device is actuated based on the second transmitting-receiving device receiving the request command and the transfer command and the first transmitting-receiving device receiving the device address. | 1. An operating table system, comprising: a first transmitting-receiving device that is mountable to a transport device; a second transmitting-receiving device that is mountable to an operating table column; and a coupling device that couples a patient support and the operating table column; wherein the first transmitting-receiving device is configured to transmit a request command and a transfer command to the second transmitting-receiving device; wherein the second transmitting-receiving device is configured to transmit a device address to the first transmitting-receiving device; and wherein the coupling device is actuated based on the second transmitting-receiving device receiving the request command and the transfer command and the first transmitting-receiving device receiving the device address.
1883 | Spinal injection trainer and methods therefor | A model for anatomical training includes a clear thermoplastic elastomer matrix formed with at least one contoured surface that simulates at least a portion of a human body. The visibly clear thermoplastic elastomer matrix provides visible needle tracks upon needle penetration that may be fused closed upon heating the thermoplastic elastomer matrix. The model includes at least a portion of a vertebral column with a synthetic spinal sheath passing through a portion of the vertebral column, the synthetic spinal sheath providing tactile feedback upon needle penetration that simulates the tactile feedback of a needle penetrating a natural human spinal sheath. | 1. A model for anatomic training and injection practice, comprising: a visibly transparent, thermally fusible synthetic gel matrix formed with at least one contoured surface, the contoured surface simulating a partial human torso; a skeletal structure including at least a portion of a vertebral column embedded within the synthetic gel matrix at the same location as the corresponding skeletal structure is located in a human, at least a portion of the skeletal structure being radiopaque for producing a fluoroscopic image with an image contrast representative of human bone; a synthetic spinal sheath passing through at least a portion of the vertebral column, the synthetic spinal sheath providing tactile feedback upon needle penetration that simulates the tactile feedback of a needle penetrating a natural human spinal sheath; and the synthetic gel matrix retaining visible tracks resulting from needle penetration and extraction of a needle along the path of the needle after insertion at a point on the contoured surface to a target below the contoured surface, at least a portion of the needle tracks extending along the path remaining visible until the needle tracks are fused closed with a heat source such that the needle tracks are no longer visible in the synthetic gel matrix.
1884 | Electronic device and method for providing emergency video call service | Disclosed herein are an electronic device and a method executable therein. The electronic device includes a communication module, and a processor executing the method, which includes detecting the generation of a specific event, controlling the communication module to transmit a message to one or more other electronic devices located within a predetermined range, and control the communication module to communicate with the one or more other electronic devices based on a request from the one or more second electronic devices. | 1. A method of operating an electronic device, the method comprising: detecting that a heart rate of a user of the electronic device has exceeded at least one of a minimum or a maximum threshold; in response to detecting the heart rate of the user of the electronic device has exceeded at least one of a minimum or a maximum threshold: transmitting a message to initiate a phone call to a second electronic device, wherein the second electronic device displays a streaming video data using an associated Uniform Resource Locator (URL); transmitting the streaming video data regarding the user generated by the electronic device to a device accessing the associated URL; and transmitting a predetermined textual message to at least one third electronic device located within a predetermined range of the electronic device; and providing the URL to one or more other electronic devices based on requests from the one or more other electronic devices.
1885 | Systems and methods for real time detection and reporting of personal emergencies | According to at least one aspect, a system and corresponding method for detecting and reporting personal emergency events includes a mobile application running on a client device of a user and a backend application running on a backend system. The mobile application and the backend application can communicate on a regular basis. The mobile application or the backend application can regularly monitor sensor data, user contextual data or other data indicative of user state of health, activities or environment and detect or predict an emergency event of the user based on the monitored data. Upon detecting an emergency event, the mobile application or the backend application can warn the user or notify emergency contacts of the user of the emergency event. The backend application can use the sensor data or other user data to update an emergency predictive model specific to the user employed to detect or predict emergency events. | 1. A method for predicting an emergency event is to occur to a user, the method comprising: (a) generating, by a micro-virtual machine (mVM) executed by the server, a user-customized emergency predictive model using, at least in part, user-specific data; (b) launching, by the server, the mVM upon determining that a mobile application is activated on a mobile device; (c) receiving, by the mobile device, data about at least one of a health, an activity or an environment of the user; (d) analyzing, by one of the mobile device or the server, using the user-customized emergency predictive model, the data about at least one of the health, the activity or the environment of the user; (e) determining, by one of the mobile device or the server, from the analyzed data and using the user-customized emergency predictive model, a score value indicative of a likelihood of an emergency event occurring to the user; and (f) communicating, by one of the mobile device or the server responsive to the score value being greater than a threshold, a notification to the user to change behavior to avoid the emergency event; and (g) encrypting, by the server, the mVM upon detecting that the mobile application is turned off on the mobile device, the mVM encapsulating the user specific data.
1886 | Fishing data sharing and display | Various implementations described herein are directed to a non-transitory computer readable medium having stored thereon computer-executable instructions which, when executed by a computer, may cause the computer to automatically receiving fishing data recorded during a fishing trip. The computer may receive a selection of a first group of subscribers that can access the fishing data. The computer may grant permissions to the first group of subscribers to access the fishing data. | 1. A non-transitory computer-readable medium having stored thereon computer-executable instructions which, when executed by a computer, cause the computer to: automatically receive, via wireless transmission from a wearable electronic device comprising a motion sensor, fishing data corresponding to one or more fishing statistics recorded during a fishing trip in a marine vessel on a body of water, wherein the one or more fishing statistics comprise at least one of cast information, bite information, or catch information, and wherein the fishing data is detected by the motion sensor of the wearable electronic device, wherein the wearable electronic device and the motion sensor are not directly connected to a fishing line; determine one or more locations traveled by the marine vessel associated with the fishing data such that each of the one or more fishing statistics is associated with at least one location; receive a selection of a first group of subscribers that can access the fishing data, wherein each subscriber in the first group of subscribers is identified in the selection by a username; grant permissions to the first group of subscribers to access the fishing data; and transmit the fishing data to at least one of the subscribers in the first group of subscribers based on the permissions.
1887 | System and method for monitoring a runner'S gait | A sensor system for performing gait analysis of a person includes a sensor system that includes a pair of sensor insoles that include a plurality of force sensors, an accelerometer, and a transmitter for transmitting data to a portable electronic device. A monitoring program operably installed on the portable electronic device performs the following steps: receiving a desired cadence; receiving the data from the sensor insoles; determining an actual cadence of the person's footsteps based upon the data received; and comparing the actual cadence with the desired cadence. | 1. A sensor system for gait analysis of a person by monitoring movement of the person'ss feet and forces of the person'ss feet against a ground while running, the sensor system comprising: a pair of sensor insoles, each comprising a substrate layer shaped to be worn adjacent one of the person'ss feet, each of the substrate layers having a plurality of force sensors, an accelerometer, and a transmitter for transmitting data from the plurality of force sensors and the accelerometer; a portable electronic device having a computer processor and a computer memory for receiving the data transmitted from the transmitters of the sensor insoles; and a monitoring program operably installed in the computer memory of the portable electronic device for performing the following steps: receiving the data from the accelerometers regarding movements of the sensor insoles; receiving the data from the force sensors to periodically determine a force exerted by the person'ss feet against each of the sensor insoles; determining a gait analysis of the movements of the person'ss feet based upon the data received, the gait analysis including for each foot a flight time, a ground contact time, and a sequential force strike analysis of how each of the person'ss feet strike the ground; and reporting the gait analysis.
1888 | System and method for neurocognitive training and/or neuropsychological assessment | A method of neurocognitive training or neuropsychological assessment of a subject including providing at least one initial stimulus to the subject, assessing at least one initial action of the subject in response to the at least one initial stimulus, based on the assessing the at least one initial action of the subject in response to the at least one initial stimulus, thereafter providing at least one further stimulus to the subject, assessing at least one further action of the subject in response to the at least one further stimulus and based at least on the assessing the at least one further action of the subject in response to the at least one further stimulus, thereafter providing at least one additional stimulus to the subject. | 1. A method for neurocognitive training or neuropsychological assessment of a subject comprising: providing a computer including a processor which is loaded with software configured and operable to: assess at least one initial action of said subject in response to said at least one initial stimulus provided to the subject, said at least one initial action being at least one of absence, presence, timing and/or form of at least one of body movements, vocal expressions and facial expressions; based on said assessing said at least one initial action of said subject in response to said at least one initial stimulus, thereafter provide at least one further stimulus to said subject; assess at least one further action of said subject in response to said at least one further stimulus, said at least one further action being at least one of absence, presence, timing and/or form of at least one of body movements, vocal expressions and facial expressions; and based at least on said assessing said at least one further action of said subject in response to said at least one further stimulus, thereafter provide at least one additional stimulus to said subject; wherein said at least one further stimulus differs from said at least one initial stimulus in the following respects: a representation of the actions of the subject in the stimuli; a representation of one or more physical objects in the stimuli, wherein when the objects undergo manipulation by the subject, the manipulation is represented in the stimuli, wherein additional information about brain activity including at least one of EEG waves and ERPs is used to generate an initiation-inducing environment, including: increasing a triggering level when the system detects that the subject did not perform the required action, but is attentive, as indicated by at least one electrophysiological measurement; and changing the triggering type when the system detects that the subject is not attentive.
1889 | Patient monitoring systems and messages that send alerts to patients only when the patient is awake | A system for is provided for using telemetry data based on patient habit information or patient monitoring. One or more patient monitoring devices has a unique patient ID. The one or more monitoring devices acquire patient information selected from of at least one of, a patient's activities, behaviors and habit information, and patient monitoring. ID circuitry is at the patient monitoring device. The ID circuitry includes ID storage, a communication system that reads and transmits the unique ID from an ID storage, a power source and a pathway system to route signals through the circuitry. An alarm is at the patient monitoring device that provides an alert only when the patient is in a wake-state. A telemetry system is in communication with the patient monitoring device. The telemetry system includes a database of patient ID's. | 1. A system for using telemetry data relative to individual sleep information and sleep behavior information of an individual, comprising: a monitoring device that includes a microphone, a transmitter and at least two sensors, the at least two sensors selected from at least sensors that in combination determine: air quality, sound level/quality, light quality, and ambient temperature near the individual; an accelerometer or other movement detecting device configured to detect a movement information for the individual relative to the individual sleep information and the sleep behavior information of the individual, wherein the accelerometer, or the other movement detecting device, and the monitoring device are configured to assist in determining the individual sleep information and the sleep behavior information, and a recording by the at least sensors being disabled in response to the detection of the movement information for the individual by the accelerometer or the other movement detecting device; an alarm at the monitoring device or the accelerometer or the other movement detecting device that in operation only provides an alert corresponding to a detected sleep parameter of the individual with respect to the movement information detected for the individual; and a telemetry system in communication with the monitoring device, the telemetry system including a database of identifiers.
1890 | Methods and apparatus for monitoring and encouraging health and fitness | Methods and apparatus are provided for monitoring and encouraging health and fitness. In accordance with a first aspect, an apparatus is provided that is adapted to assist in weight loss and exercise. The apparatus comprises a personal digital assistant (PDA) having computer program code adapted to assist in at least one of calorie counting, meal selection, meal suggestion, weight monitoring, weight loss or gain monitoring, fat consumption monitoring, sugar consumption monitoring and salt consumption monitoring. The PDA also includes computer program code adapted to display historical data regarding at least one of calorie counting, meal selection, meal suggestion, weight monitoring, weight loss or gain monitoring, fat consumption monitoring, sugar consumption monitoring and salt consumption monitoring. Numerous other embodiments are provided, as are methods, systems and computer program products. | 1. A system, comprising: a wearable monitor configured to monitor biometric information of a user as the user exercises, wherein the wearable monitor includes a wrist band, and is configured to transmit the biometric information wirelessly as the user exercises; and a handheld electronic device associated with the user, the handheld electronic device being web-enabled, and having computer program code stored therein that, when executed by the handheld electronic device, causes the handheld electronic device to: receive the biometric information transmitted by the wearable monitor as the user exercises; determine exercise level information based on the received biometric information; transmit the exercise level information determined from the received biometric information to a remotely-located server; transmit geographic information about the user to the remotely-located server; receive input from the user indicating a diet and exercise goal; transmit the diet and exercise goal to the remotely-located server; obtain product information for a product determined by the remotely-located server to be consistent with the diet and exercise goal, such determination being based on the exercise level information transmitted to the remotely-located server; and present the product information to the user on the handheld electronic device as being consistent with the diet and exercise goal.
1891 | Textile blank with seamless knitted electrode system | A textile-based electrode system includes a first fabric layer having an inner and an outer surface. The inner surface includes a knitted electrode configured to be placed in contact with the skin of a user. A second fabric layer is disposed and configured to contact the outer surface of the first fabric layer. The second fabric layer includes a knitted conductive pathway configured to be electrically coupled to the knitted electrode. Furthermore, a third fabric layer is configured and disposed to contact the second fabric layer. A connector is disposed on the third fabric layer and is configured to be electrically coupled to the knitted conductive pathway. The second fabric layer can be folded about a first fold axis and the third fabric layer can be folded about a second fold axis to place the second fabric layer in contact with the first fabric layer and the third fabric layer. | 1. A textile-based electrode system, comprising: a first fabric layer having an inner surface and an outer surface, the inner surface including a knitted electrode configured to be placed in contact with the skin of a user; a second fabric layer disposed and configured to contact the outer surface of the first fabric layer, the second fabric layer including a knitted conductive pathway configured to be electrically coupled to the knitted electrode; a third fabric layer disposed and configured to contact the second fabric layer, the third fabric layer including a knitted connector region configured to be electrically coupled to the knitted conductive pathway, a portion of the knitted connector region including an opening; and a connector disposed in the opening of the knitted connector region and configured to be electrically coupled to the knitted conductive pathway.
1892 | Electronic stickers with modular structures | An electronic sticker assembly includes a first electronic sticker comprising an upper surface, a lower surface, and a first group of conductive connection dots on the upper surface, a first adhesive layer on the first electronic sticker and comprising a first window. The first window is positioned to expose the first group of one or more conductive connection dots. A second electronic sticker on the first adhesive layer includes a lower surface and one or more second conductive connection dots on the lower surface. The first group of conductive connection dots on the upper surface of the first electronic sticker are in contact with the one or more second conductive connection dots on the lower surface of the second electronic sticker through the first window in the first adhesive layer. | 1. An electronic sticker assembly, comprising: a first electronic sticker comprising an upper surface, a lower surface, and a first group of one or more conductive connection dots on the upper surface, wherein the lower surface is configured to be adhered to a human skin or a surface of an object; a first adhesive layer on the first electronic sticker and comprising a first window, wherein the first window is positioned to expose the first group of one or more conductive connection dots; and a second electronic sticker on the first adhesive layer, wherein the second electronic sticker includes a lower surface and one or more second conductive connection dots on the lower surface, wherein the first group of one or more conductive connection dots on the upper surface of the first electronic sticker are configured to be in contact with the one or more second conductive connection dots on the lower surface of the second electronic sticker through the first window in the first adhesive layer.
1893 | System for convergence of alarms from medical equipment | A device for processing alarms includes a processor and a computer-readable medium storing instructions which, when executed by the processor, cause the processor to perform various operations. The operations include receiving a first alarm from a first diagnostic device and determining a location associated with a first user. When the location associated with the first user is determined to be proximate to a device, the operations further include presenting a first verbal alert indicating that the first diagnostic device is presenting the first alarm. When the location associated with the first user is determined to be not proximate to the device, the operations further include sending a first notification message to a first mobile device of the first user indicating that the first diagnostic device is presenting the first alarm. | 1. A device comprising: a processor; and a computer-readable medium storing instructions which, when executed by the processor, cause the processor to perform operations, the operations comprising: receiving a first alarm from a first diagnostic device; determining a location associated with a first user; and when the location associated with the first user is determined to be proximate to the device, presenting a first verbal alert indicating that the first diagnostic device is presenting the first alarm.
1894 | Instrumentation absolute value differential amplifier circuit and applications | An instrumentation absolute value differential amplifier is used as part of an electroencephalogram, electromyogram or electrocardiogram to quantify the excitation state of a user, processing and transmitting this information as a control signal for a user feedback device. In one possible arrangement, this feedback device includes a wireless sex toy which responds to the sent control information, acting as a mind controlled sex toy. This provides a simple, intuitive, aesthetically appealing interface for creating a unique sexual experience. The use of an instrumentation absolute value differential amplifier is sufficient to monitor the desired signals while reducing the number of parts required and allowing for less precise tolerances than traditional biological monitoring circuits, thus decreasing the cost of production. | 1. A low-cost, low-precision biological-signal amplifier comprising: a) at least one signal electrode and at least one reference electrode, the at least one signal electrode referenced to the at least one reference electrode; b) a first buffer amplifier configured to produce a first buffered signal corresponding to a first signal electrode of the at least one signal electrode, said first buffered signal having lower impedance than a first source signal at the first signal electrode; c) a second buffer amplifier configured to produce a second buffered signal corresponding to a first reference electrode of the at least one reference electrode, said second buffered signal having lower impedance than a second source signal at the first reference electrode; d) a first differential gain amplifier configured to produce a first differential signal proportional to a difference between the first buffered signal and the second buffered signal; e) a second differential gain amplifier configured to produce a second differential signal proportional to a difference between the second buffered signal and the first buffered signal; and f) a mixing circuit configured to emit an output signal, wherein the output signal equals the first differential signal when the first differential signal is greater than the second differential signal; and the output signal equals the second differential signal when the second differential signal is greater than the first differential signal.
1895 | Display arrangement for a drug delivery device | The present invention relates to a display arrangement for a drug delivery device, comprising: a first display member comprising numerous surface portions having at least two different but interrelated appearances and being alternately arranged along a first direction, and a second display member comprising a light modulating structure to modulate visible light emanating from the first display member, wherein first and second display members are movably disposed relative to each other along the first direction to simultaneously reveal and/or to conceal at least two surface portions of interrelated appearance. | 1. A display arrangement for a drug delivery device, comprising: a first display member comprising a plurality of first surface portions and a plurality of second surface portions, wherein the plurality of first surface portions have an interrelated appearance, wherein the plurality of second surface portions have an interrelated appearance, wherein the interrelated appearance of the plurality of first surface portions is different than the interrelated appearance of the plurality of second surface portions, wherein the plurality of first surfaces portions and the plurality of second surface portions are alternately arranged along a first direction, and a second display member comprising a light modulating structure to modulate visible light emanating from the first display member, wherein the first display member and the second display member are movably disposed relative to each other along the first direction to: (i) in a first position, simultaneously reveal the plurality of first surface portions and conceal the plurality of second surface portions, and (ii) in a second position, simultaneously conceal the plurality of first surface portions and reveal the plurality of second surface portions.
1896 | Electrical contacts on a medical device patch | A device for conveying power from a location external to a subject to a location within the subject may include a flexible carrier and an adhesive on a first side of the carrier. A coil of electrically conductive material may be associated with the flexible carrier. A mechanical connector may be associated with the carrier opposite the adhesive, wherein the mechanical connector is configured to retain a housing and permit the housing to rotate relative to the flexible carrier. At least one electrical portion may be associated with the carrier in a manner permitting electrical connection to be maintained between the flexible carrier and the housing as the housing is rotated. | 1. A device for treating sleep apnea by conveying power from a location external to a subject to a location within the subject, the device comprising: a flexible carrier configured for location between a neck and a chin of the subject; an adhesive on a first side of the carrier; a coil of electrically conductive material associated with the flexible carrier, the coil configured to facilitate power transfer to an implant proximate a genioglossus muscle of a subject; a mechanical connector associated with the carrier opposite the adhesive, wherein the mechanical connector is configured to retain a housing including a power source and permit the housing to rotate relative to the flexible carrier; and at least one electrical portion associated with the carrier in a manner permitting electrical connection to be maintained between the flexible carrier and the power source, as the housing is rotated, to enable powering of the implant.
1897 | Systems and methods for utilizing geographic positioning data for operation of an electrically motorized vehicle | A system, method, and device for operations of an electrically motorized vehicle. The vehicle can utilize an electrically motorized wheel to convert a non-motorized wheeled vehicle to an electrically motorized wheeled vehicle. One system includes a server in communication with the device of each of a plurality of electrically motorized wheels, the server operable to track a position of each of the electrically motorized wheels and communicate the position thereof to a transportation network. | 1. A system, comprising: a motorized human-powered vehicle; a server in communication with the motorized human-powered vehicle or a mobile device associated with a user of the motorized human-powered vehicle; a sensor system on the motorized human-powered vehicle to detect physical effort of the user that propels the motorized human-powered vehicle; and a display module operable to display collected data as an overlay on a map providing an overview of environmental conditions, wherein: the collected data includes (A) data from the sensor system of an indication of the user'ss physical effort exerted to propel the motorized human-powered vehicle-, and (B) sensor data related to (i) user inputs to the motorized human-powered vehicle, (ii) user physical condition, (iii) operation of the motorized human-powered vehicle, or (iv) an environment through which the motorized human-powered vehicle travels, wherein the sensor data related to (i) user inputs to the motorized human-powered vehicle, (ii) operation of the motorized human-powered vehicle, and (iii) the environment through which the motorized human-powered vehicle travels is received from the motorized human-powered vehicle.
1898 | Short-wave infrared super-continuum lasers for natural gas leak detection, exploration, and other active remote sensing applications | A measurement system includes a light source having semiconductor sources configured to generate an input optical beam, a multiplexer configured form an intermediate optical beam from the input optical beam, fibers including a fused silica fiber configured to receive the intermediate optical beam and to form an output optical beam. The output optical beam comprises wavelengths between 700 and 2500 nanometers with a bandwidth of at least 10 nanometers. A measurement apparatus is configured to deliver the output beam to a sample to generate a spectroscopy output beam. A receiver is configured to receive and process the spectroscopy output beam to generate an output signal, wherein the receiver processing includes chemometrics or multivariate analysis methods to permit identification of materials within the sample, the light source and the receiver are remote from the sample, and the sample includes plastics or food industry goods. | 1. A measurement system comprising: a light source configured to generate an output optical beam, comprising: a plurality of semiconductor sources configured to generate an input optical beam; a multiplexer configured to receive at least a portion of the input optical beam and to form an intermediate optical beam; one or more fibers configured to receive at least a portion of the intermediate optical beam and to form the output optical beam; wherein at least a portion of the one or more fibers comprises a fused silica fiber; wherein the output optical beam comprises one or more optical wavelengths, at least a portion of which are between 700 nanometers and 2500 nanometers; and wherein the output optical beam has a bandwidth of at least 10 nanometers; a measurement apparatus configured to receive a received portion of the output optical beam and to deliver a delivered portion of the output optical beam to a sample, wherein the delivered portion of the output optical beam is configured to generate a spectroscopy output beam from the sample; and a receiver configured to receive at least a portion of the spectroscopy output beam having a bandwidth of at least 10 nanometers and to process the at least a portion of the spectroscopy output beam to generate an output signal, wherein the receiver processing includes at least in part using chemometrics or multivariate analysis methods to permit identification of materials within the sample; wherein the light source and the receiver are remote from the sample, and wherein the sample comprises plastics or food industry goods.
1899 | Dynamic memory access management | A system, a method and a computer program product for managing memory access of an avionics control system having at least one control computer having at least one memory control device. The method includes assigning a memory access of at least one unique memory region of at least one memory unit to each of at least one application task or task set. A memory access of at least one application data update task is assigned to at least one subregion of one or more of the at least one unique memory region. At least one data parameter is written to the at least one subregion and the assigned memory access of the at least one application data update task de-activated. | 1. A method for managing memory access of an avionics control system having at least one control computer, at least one memory unit having a partitioning operating system and at least one application task or task set stored thereon, at least one processor arranged to orchestrate the partitioning operating system and the at least one application task or task set, at least one memory control device arranged to control memory access of the at least one processing device to the at least one memory unit, the method comprising: assigning each of said at least one application task or task set memory access to at least one unique memory region of said at least one memory unit, assigning at least one application data update task memory access to at least one subregion of one or more of the at least one unique memory region, wherein the at least one subregion is arranged to store one or more data parameter of constant data type used to initialize data of the at least one application task or task set during an initialization procedure of said at least one application task or task set, orchestrating said at least one application data update task in order to write at least one data parameter to the one or more of the at least one subregion, and re-configuring the at least one memory control device in order to de-activate memory access of said at least one application data update task so as to protect said at least one subregion and thereby prevent any data parameter of the one or more of the at least one subregion to be overwritten, wherein the step of re-configuring the at least one memory control device is performed prior to completion of the initialization procedure of the at least one application task or task set.
1900 | Energy expenditure | Aspects relate to calculating energy expenditure values from an apparatus configured to be worn on an appendage of a user. Steps counts may be quantified, such as by detecting arm swings peaks and bounce peaks in motion data. A search range of acceleration frequencies related to an expected activity may be established. Frequencies of acceleration data within a search range may be analyzed to identify one or more peaks, such as a bounce peak and an arm swing peak. Novel systems and methods may determine whether to utilize the arm swing data, bounce data, and/or other data or portions of data to quantify steps. The number of peaks (and types of peaks) may be used to choose a step frequency and step magnitude. At least a portion of the motion data may be classified into an activity category based upon the quantification of steps. | 1. A unitary apparatus comprising: a unitary housing configured to be worn on an appendage of a user, comprising: a processor; a sensor configured to capture motion data of the user; a non-transitory computer-readable medium comprising computer-executable instructions that when executed by the processor perform at least: capturing motion data of the user with the sensor while being worn on an appendage of the user; adding the motion data into one or more buffers; detecting arm swings peaks and bounce peaks in the motion data; determining whether to utilize the arm swing peaks or the bounce peaks in the motion data to quantify steps; and calculating a step frequency of the user during a time period based on at least one of the utilized arm swing peaks or bounce peaks in the data; classifying the motion data as running or walking based upon the calculated step frequency during the time period; calculating an energy expenditure value for the user, based on the classified motion data; calculating an energy expenditure points value, based on the calculated energy expenditure value; and adjusting the energy expenditure points value, based on a duration of inactivity of the user.
1901 | Data backfilling for continuous glucose monitoring | Methods and apparatus, including computer program products, are provided for backfilling. In some example embodiments, there is provided a method that includes receiving, at a receiver, backfill data representative of sensor data stored, at a continuous blood glucose sensor and transmitter assembly, due to a loss of a wireless link between the receiver and the continuous blood glucose sensor and transmitter assembly; generating, at the receiver, at least one of a notification or a graphically distinct indicator for presentation at a display of the receiver, the at least one of the notification or the graphically distinct indicator enabling the backfill data to be graphically distinguished, when presented at the display, from non-backfill data; and generating, at the receiver, a view including the backfill data, the non-backfill data, and the generated at least one of the notification or the graphically distinct indicator. Related systems, methods, and articles of manufacture are also described. | 1. A method comprising: receiving, at a receiver, backfill data representative of sensor data stored, at continuous blood glucose sensor and transmitter assembly, due to a loss of a wireless link between the receiver and the continuous blood glucose sensor and transmitter assembly; generating, at the receiver, at least one of a notification or a graphical indicator for presentation at a display of the receiver, the at least one of the notification or the graphical indicator enabling the backfill data to be graphically distinguished, when presented at the display, from non-backfill data; generating, at the receiver, a view including the backfill data, the non-backfill data, and the generated at least one of the notification or the graphical indicator; and wherein the backfill data is received as compressed data which comprises a function representative of at least a portion of a curve corresponding to the backfill data.
1902 | Personalized avatar responsive to user physical state and context | Systems and methods are disclosed that facilitate providing guidance to a user during performance of a program or routine using a personalized avatar. In an aspect, a system includes a reception component configured to receive biochemical information about a physiological state or condition of a user, including information identifying a presence or a status of one or more biomarkers. The system further includes an analysis component configured to determine or infer one or more characteristics of the physiological state or condition of the user based on the information identifying the presence or the status of the one or more biomarkers, and a visualization component configured to adapt an appearance of an avatar presented to the user based on the one or more characteristics to reflect the one or more characteristics. | 1. A system, comprising: a processor; and a memory that stores executable instructions that, when executed by the processor, facilitate performance of operations, comprising: monitoring user adherence to a defined program followed by a user based on feedback information associated with performance of the defined program by the user received over the course of the defined program, wherein the feedback information comprises at least context information regarding a context of the user, and wherein the context information comprises location information identifying a current location of the user; and determining whether the user is likely to deviate from a requirement of the defined program based on the feedback information, including determining whether the user is likely to deviate from the requirement based on the current location of the user, wherein based on a determination that the user is likely to deviate from the requirement of the defined program: determining a reaction for performance by an avatar presented to the user via a device intended to prevent the user from deviating from the requirement, wherein the reaction comprises at least one of a visual cue or verbal cue; and causing the avatar to perform the reaction.
1903 | Implant and method of operating the implant | Embodiments include an implant and a method of operating the implant. The implant includes a receiver that receives first ultrasound signals emitted by an external transmitting unit of a further apparatus. The receiver includes a piezoelement, which is excited by the first ultrasound signals at a first resonance frequency (f 1 ) and therefrom converts the mechanical energy transferred with the first ultrasound signals into electrical energy. In embodiments of the invention, the piezoelement is additionally excited at a second resonance frequency (f 2 ), which differs from the first resonance frequency (f 1 ), and at the second resonance frequency (f 2 ) operates as a transmitter to transmit second ultrasound signals. | 1. An implant comprising: a receiver that receives first ultrasound signals emitted by a transmitting unit of a further apparatus, wherein said receiver comprises a piezoelement, wherein said piezoelement is excited by the first ultrasound signals at a first series resonance frequency (f 1 ), wherein said piezoelement converts mechanical energy transferred with the first ultrasound signals into electrical energy, wherein said piezoelement is additionally excited at a second series resonance frequency (f 2 ) using the electrical energy, wherein said second series resonance frequency (f 2 ) differs from the first series resonance frequency (f 1 ), and, wherein at the second series resonance frequency (f 2 ), said piezoelement transmits second ultrasound signals.
1904 | Personal protective equipment (PPE) with analytical stream processing for safety event detection | In some examples, a system includes an article of personal protective equipment (PPE) having at least one sensor configured to generate a stream of usage data; and an analytical stream processing component comprising: a communication component that receives the stream of usage data; a memory configured to store at least a portion of the stream of usage data and at least one model for detecting a safety event signature, wherein the at least one model is trained based as least in part on a set of usage data generated by one or more other articles of PPE of a same type as the article of PPE; and one or more computer processors configured to: detect the safety event signature in the stream of usage data based on processing the stream of usage data with the model, and generate an output in response to detecting the safety event signature. | 1. A system comprising: an article of personal protective equipment (PPE) having at least one sensor configured to generate a stream of usage data; and an analytical stream processing component comprising: a communication component that receives the stream of usage data from the at least one sensor of the article of PPE; a memory configured to store at least a portion of the stream of usage data and at least one model for detecting a safety event signature indicative of a predicted occurrence of an imminent safety event, wherein the at least one model is trained based at least in part on a set of usage data generated, prior to receiving the stream of usage data, by one or more other articles of PPE of a same type as the article of PPE; and one or more computer processors configured to: detect the safety event signature indicative of the predicted occurrence of the imminent safety event in the stream of usage data based on processing the stream of usage data with the model, and generate an output in response to detecting the safety event signature.
1905 | Mobile function device | The disclosure is a mobile tool-system function device that can be disposed on an extremity of an operator, having at least one sensor unit for sensing at least one operator-specific characteristic quantity and/or at least one position-specific characteristic quantity, and having at least one computing unit, which is designed to determine at least one state, in particular an emergency situation, in dependence on the at least one sensed operator-specific characteristic quantity and/or the at least one sensed position-specific characteristic quantity. The mobile function device further comprises at least one plausibility unit, which is designed to perform a plausibility check, in particular a plausibility check in respect of the presence of an emergency situation, in dependence on the at least one sensed operator-specific characteristic quantity and/or the at least one sensed position-specific characteristic quantity. | 1. A mobile tool-system function device configured to be disposed on an extremity of an operator, the device comprising: a plurality of sensors formed in a housing, the plurality of sensors comprising: a first sensor configured to detect a first position-specific characteristic quantity of the mobile tool-system function device, the first sensor comprising an acceleration sensor; a second sensor configured to detect an operator-specific characteristic quantity of the operator; a communication unit configured to receive a second position-specific characteristic quantity generated and transmitted from a power tool that is external to the mobile tool-system function device; and a processor operatively connected to the plurality of sensors, the processor being configured to: identify a potential emergency situation based on the first position-specific characteristic quantity from the first sensor, and the second position-specific characteristic quantity from the power tool, the processor being further configured to: identify the potential emergency situation as a fall of the operator based on the first position-specific characteristic quantity corresponding to the acceleration sensor detecting an acceleration of the mobile tool-system function device that exceeds a predetermined threshold followed by an absence of acceleration indicating immobility of the operator and based on the second position-specific characteristic quantity corresponding to an acceleration of the power tool that exceeds the predetermined threshold; identify that the mobile tool-system function device is disposed on the extremity of the operator based on the second sensor detecting the operator-specific characteristic quantity; and generate an output indicating an emergency situation only in response to identification of the potential emergency situation and identification that the mobile tool-system function device is disposed on the extremity of the operator.
1906 | Garments having stretchable and conductive ink | Methods of forming garments having one or more stretchable conductive ink patterns. Described herein are method of making garments (including compression garments) having one or more highly stretchable conductive ink pattern formed of a composite of an insulative adhesive, a conductive ink, and an intermediate gradient zone between the adhesive and conductive ink. The conductive ink typically includes between about 40-60% conductive particles, between about 30-50% binder; between about 3-7% solvent; and between about 3-7% thickener. The stretchable conductive ink patterns may be stretched more than twice their length without breaking or rupturing. | 1. A wearable electronics device, the device comprising: a garment comprising a fabric; and at least one stretchable and conductive ink pattern on the garment, wherein the conductive ink pattern comprises: a layer of conductive ink having: between about 40-60% conductive particles, between about 30-50% binder; between about 3-7% solvent; and between about 3-7% thickener; a layer of an elastic adhesive on the garment; and an intermediate region between the conductive ink and the adhesive, the intermediate region comprising a nonhomogeneous mixture of the conductive ink and the adhesive.
1907 | Supercontinuum light source | A supercontinuum light source can comprise a seed laser arranged to provide seed pulses with a pulse frequency Fseed; a pulse frequency multiplier (PFM) arranged to multiply the seed pulses by converting pulses having the pulse frequency Fseed to pump pulses with a pulse frequency Fpump, where Fpump is larger than Fseed; and a non-linear element arranged to receive said pump pulses and convert said pump pulses to pulses of supercontinuum light. The PFM can further comprise a splitter for splitting pulses into first and second sub beams each having the same pulse frequency, where the PFM is configured such that the sub beams experience different delays; and a combiner for combining said first and second sub beams into a beam having the pulse frequency that is greater than said same pulse frequency. The splitter can have an uneven splitter ratio. The disclosure includes other embodiments as well. | 1. A supercontinuum light source comprising: a seed laser arranged to provide seed pulses with a pulse frequency Fseed; a pulse frequency multiplier (PFM) arranged to multiply the seed pulses by converting pulses having a pulse frequency of Fseed to pump pulses with a pulse frequency Fpump, where Fpump is larger than Fseed; a non-linear element arranged to receive said pump pulses and convert said pump pulses to pulses of supercontinuum light; wherein said PFM further comprises a splitter for splitting seed pulses into first and second sub beams each having a pulse frequency Fseed, said PFM configured such that one of said sub beams is delayed relative to the other of said sub beams; another splitter for splitting out further sub beams each having a pulse frequency that is greater than Fseed and less than Fpump, said PFM configured such that one of said further sub beams is delayed relative to the other of said further sub beams; and a combiner for combining the further sub beams into a beam having the pulse frequency Fpump; and wherein said seed laser is arranged to provide seed pulses with a pulse duration tseed that is longer than about 1 ps.
1908 | Viewing and processing multispectral images | Multispectral images, including ultraviolet light and its interactions with ultraviolet light-interactive compounds, can be captured, processed, and represented to a user. Ultraviolet-light related information can be conveniently provided to a user to allow the user to have awareness of UV characteristics and the user's risk to UV exposure. | 1. A mobile device comprising: a camera sensor system capable of capturing a multispectral image at approximately the same time, the multispectral image comprising representations of wavelengths of light in a visible spectrum and an ultraviolet spectrum; a computer system coupled to the camera sensor system and configured to process the multispectral image to identify an area of interest by detecting a presence of skin in the area of interest in the multispectral image and by comparing an intensity of ultraviolet light in the multispectral image to a predetermined-ultraviolet-light threshold based on an ultraviolet reflectivity of a topical compound comprising sunscreen; wherein the computer system is further configured to render a display image for display from the multispectral image; wherein the rendering indicates whether the area of interest lacks ultraviolet protection by identifying a portion of the area of interest with a false color on top of the representations of wavelengths of light in the visible spectrum; and a display coupled to the computer system and operable to display the rendered display image at approximately the same time the multispectral image is captured.
1909 | Electronic device and method | According to one embodiment, a wearable electronic device includes communication circuitry configured to communicate with an external device, and transmit access right information to the external device, the access right information for a write access right to first data stored in a server, the first data corresponding to a user of the electronic device. | 1. A wearable electronic device comprising: a communication circuitry configured to communicate with an external device, the external device able to access a server; and a processor configured to receive identification information and a password of a first user of the external device from the external device by means of the communication circuitry, authenticate the first user of the external device based on the identification information and the password received from the external device, and transmit access right information to the external device by means of the communication circuitry when the first user of the external device is authenticated, the access right information indicative of a write access right to first data stored in the server, the first data relating to a second user of the wearable electronic device.
1910 | Shroud retention arrangement for sterilizable surgical instruments | A surgical instrument comprises a shaft, an end effector extending distally from the shaft, and a housing extending proximally from the shaft. The housing comprises a first shroud portion, a second shroud portion, a working assembly nested in the first shroud portion, wherein the working assembly is detachable from the first shroud portion, wherein the second shroud portion is removably couplable to the first shroud portion to permit the working assembly to be detached from the first shroud portion, and at least one securing member movable to secure the working assembly to the first shroud portion. | 1. A surgical instrument, comprising: a shaft; an end effector extending distally from said shaft; and a housing extending proximally from said shaft, said housing comprising: a first shroud portion; a second shroud portion; a working assembly nested in said first shroud portion, wherein said working assembly comprises a track and is detachable from said first shroud portion, wherein said second shroud portion is removably couplable to said first shroud portion to permit detachment of said working assembly from said first shroud portion; and at least one securing member permanently attached to said first shroud portion prior to attachment of said working assembly to said first shroud portion, and configured to move along said track, wherein said at least one securing member is movable to secure said working assembly to said first shroud portion, wherein said working assembly comprises a motor, wherein said first shroud portion comprises a motor nesting compartment configured to receive said motor, and wherein said at least one securing member comprises a motor securing member movable to secure said motor in said motor nesting compartment.
1911 | Patient-matched apparatus and methods for performing surgical procedures | A system and method for developing customized apparatus, such as guides, for use in one or more surgical procedures is disclosed. The system and method incorporates a patient's unique anatomical features or morphology, which may be derived from capturing MRI data or CT data, to fabricate at least one custom apparatus or guide. According to a preferred embodiment, the customized apparatus comprises at least one patient-specific surface and or contour, which may be derived from MRI or CT data. Apparatus may be matched in duplicate and oriented around the patient's own anatomy, and may further provide any desired axial alignments or insertional trajectories. In an alternate embodiment, the apparatus may further be aligned and/or matched with at least one other apparatus during the surgical procedure. | 1. A surgical device that mates with an anatomical feature of a particular patient, comprising: a body having a proximal end and a distal end, wherein the distal end is configured to be positioned adjacent the anatomical feature; a first leg with a first patient-specific surface adapted to anatomically mate with at least one contour of the anatomical feature within a first incision; and a first external cannulae with a first bore having a first trajectory that intersects a portion of the anatomical feature, wherein, when the surgical device mates with the anatomical feature, the first external cannulae is positioned substantially outside of the first incision and the first bore guides an instrument through a second incision aligned with the first trajectory; wherein the first trajectory is oriented along one of: (1) a cortical bone trajectory; (2) a pedicle screw trajectory; (3) a cortical trajectory; (4) a midline trajectory; (5) a sacral pedicle trajectory; (6) a sacral alar trajectory; (7) a sacral alar iliac trajectory; (8) an S2-alar-iliac trajectory; and (9) an iliac trajectory.
1912 | Implantable article and method | An implantable article and method are disclosed for treating pelvic floor disorders such as vaginal vault prolase. A surgical kit useful for performing a surgical procedure such as a sacral colpopexy is also described. | 1. A method of treating a pelvic floor disorder comprising: providing an implant comprising two tissue engagement portions and a base portion, creating an incision, attaching the two tissue engagement portions to a vaginal cuff, and attaching the base portion to an anterior longitudinal ligament.
1913 | Method and device for controlling a device for aiding vision | An input signal (f) representative of a scene to be viewed comprises, for each pixel of a matrix of pixels, an event-based asynchronous-signal sequence obtained as a function of variations of light relating to the pixel in the scene. This input signal is transformed spatially within the matrix of pixels and temporally along the signal sequences to generate respective control signals (S) for pixel zones of a device for aiding vision ( 20 ). | 1. A method of controlling a visual aid device, comprising: receiving an input signal representative of a scene to be viewed, the input signal comprising, for each pixel in a matrix of pixels, an event-based asynchronous signal sequence obtained as a function of variations of light relating to the pixel in the scene; transforming the input signal spatially within the matrix of pixels and temporally along the event-based asynchronous signal sequences to generate respective control signals for pixel zones of the visual aid device; and applying the control signals to the visual aid device, wherein the event-based asynchronous signal sequence for a pixel comprises a sequence of pulses temporally positioned as a function of the light variations relating to the pixel, wherein transforming the input signal to generate the control signals comprises: obtaining a first signal resulting from two spatial filtering operations with filtering kernels of different sizes, calculation of a difference between results of the two spatial filtering operations, and a temporal filtering operation on the difference; and obtaining a second signal of zero value if the first signal has a value of a specific sign, and of the same absolute value as the first signal otherwise.
1914 | Coordination of control commands in a medical device system based on synchronization status between devices | A medical device system includes at least one controllable patient-worn or patient-carried medical device, and a plurality of controller devices that are capable of independently controlling features or functions of the patient medical device. Control commands and other data is wirelessly communicated among the patient medical device and the multiple controller devices. A number of techniques, protocols, and other measures are provided to coordinate wireless communication between the various devices in a medical device system. These control command coordination processes address situations where conflicting, redundant, or concurrent control commands might be independently issued by the multiple controller devices. | 1. A method of coordinating control commands in a system comprising a computing device and a plurality of wireless controller devices for the computing device, each of the wireless controller devices being capable of independently issuing control commands for the computing device, the method comprising: wirelessly broadcasting a lockout message from a first controller device of the plurality of wireless controller devices, the lockout message being formatted to disable at least one function of a second controller device of the plurality of wireless controller devices upon receipt of the lockout message at the second controller device; thereafter, wirelessly transmitting a control command from the first controller device, the control command being formatted to control a function of the computing device upon receipt of the control command by the computing device; and thereafter, wirelessly broadcasting an unlock message from the first controller device, the unlock message being formatted to clear the lockout message at the second controller device upon receipt of the unlock message at the second controller device.
1915 | Device for inducing and maintaining sleep | Described herein is a device ( 100 ) for inducing and maintaining sleep in which one of a number of sleep programs can be selected in accordance with the requirement of a user, in addition, a background can be selected by the user which forms part of the program. The device ( 100 ) includes a display ( 120 ) and a control panel ( 130 ) mounted in a housing ( 110 ). Individual sleep programs are selected using the control panel ( 130 ) and the display ( 120 ). The device ( 100 ) includes processing unit ( 140 ) connected to a memory ( 150 ) and a driver ( 160 ) for a pair of speakers ( 170, 175 ) through which the selected sleep program is played to the user. | 1. A flexible sleep inducing and sleep maintenance system comprising: a housing; a control panel formed in the housing and configured for allowing input information to be provided for the selection of a sleep programme from a plurality of sleep programmes; a display formed in the housing and configured for displaying information relating to at least the selected sleep programme; a memory located within the housing and configured for storing a plurality of parameters relating to the plurality of sleep programmes, each of the parameters in the plurality of parameters comprising at least a binaural beat frequency and a number of repeated loops for each binaural beat frequency; a processing unit located within the housing and configured for: controlling the display and for processing input information received at the control panel relating to the selected sleep programme; and running the selected sleep programme thereon by selecting and retrieving the parameters from the memory based on the selected sleep programme, and, compiling the selected and retrieved parameters into the selected sleep programme in a specific order based on the selected sleep programme and in accordance with the input information received from the control panel such that the selected sleep programme comprises a specific sequence of the selected parameters compiled based on the selection of the selected sleep programme; and at least one pair of speaker units configured to relay the selected sleep programme to a user.
1916 | Methods, devices, and systems for communicating with an implantable medical device of a last far field communication session during a subsequent far field communication session while using a same session key | An external device transfers a key to an implantable medical device over a proximity communication and then establishes a first far field communication session with the implantable medical device where the key is used for the first communication session. This first communication session may occur before implantation while the implantable medical device is positioned outside of the sterile field so that using a proximity communication is easily achieved. Once the implantable medical device is passed into the sterile field for implantation, the external device may then establish a second far field communication session with the implantable medical device where the last key that was used for the first communication session is again used for the second communication session which avoids the need for another proximity communication to occur within the sterile field. | 1. A method of communicating with an implantable medical device, comprising: exchanging a key with the implantable medical device over a first proximity communication; beginning a first far field communication session with the implantable medical device and exchanging communications during the first far field communication session with the implantable medical device where the implantable medical device implements the key when exchanging the communications; terminating the first far field communication session; attempting to exchange a second key over a second proximity communication after terminating the first communication session; attempting to begin a second far field communication session where the external device expects communications of the second session, including a response to the attempt, to use the second key; if no response is received to the attempt to begin the second far field communication session that uses the second key, then attempting to begin the second far field communication session where the external device expects communications of the second session, including the response to the attempt, to use the first key; and if a response that uses the first key is received to the attempt to begin the second far field communication where the external device expects the response to use the first key, then conducting the second far field communication session where communications of the second session use the first key.
1917 | Methods, devices, and systems for communicating with an implantable medical device of a last far field communication session during a subsequent far field communication session while using a same session key | An external device transfers a key to an implantable medical device over a proximity communication and then establishes a first far field communication session with the implantable medical device where the key is used for the first communication session. This first communication session may occur before implantation while the implantable medical device is positioned outside of the sterile field so that using a proximity communication is easily achieved. Once the implantable medical device is passed into the sterile field for implantation, the external device may then establish a second far field communication session with the implantable medical device where the last key that was used for the first communication session is again used for the second communication session which avoids the need for another proximity communication to occur within the sterile field. | 1. An external device that communicates with an implantable medical device, comprising: a proximity communication circuit; a far field communication circuit; a controller coupled to the proximity communication circuit and the far field communication circuit, the controller being configured to: send a first key over a first proximity communication, send a first far field communication in an attempt to begin a first far field communication session with the implantable medical device and exchange communications during the first far field communication session with the implantable medical device where the controller expects the implantable medical device to use the first key when exchanging the communications during the first far field communication session, conduct the first far field communication session with the implantable medical device when a response to the first far field communication is received that uses the first key, terminate the first far field communication session, send a second key over a second proximity communication after terminating the first communication session, after sending the second key, send at least one far field communication in an attempt to begin a second far field communication session where the controller expects communications of the second session, including a response to the first far field communication, to use the second key, conduct the second far field communication session using the second key when a response to the at least one far field communication of the second far field communication session is received that uses the second key, and conduct the second far field communication session using the first key when a response to the at least one far field communication of the second far field communication session is received that uses the first key.
1918 | Action detection and activity classification | Activities, actions and events during user performance of physical activity may be detected using various algorithms and templates. Templates may include an arrangement of one or more states that may identify particular event types and timing between events. Templates may be specific to a particular type of activity (e.g., types of sports, drills, events, etc.), user, terrain, time of day and the like. | 1. A computer-implemented method comprising: receiving, by a sensor system having at least a processor and a memory, raw sensor data associated with athletic activity of a user, the raw sensor data being received from one or more sensing devices; determining, by the sensor system and based on a signature of a signal received from the one or more sensing devices, a category of athletic activity being performed; transmitting, from the sensor system to an activity processing system, the raw sensor data and the category of athletic activity being performed; analyzing, by the activity processing system, the transmitted raw sensor data to determine one or more events performed during the athletic activity of the user, the one or more events including at least a heel weight event; selecting, by the activity processing system, a plurality of athletic activity templates for comparison, the plurality of athletic activity templates being selected based on the category of athletic activity being performed; comparing, by the activity processing system, the determined one or more events to the selected plurality of activity templates; determining, by the activity processing system, whether the determined one or more events match one or more activity templates of the selected plurality of activity templates; responsive to determining that the determined one or more events match one or more activity templates, classifying the events of the user as performance of a first action of a first type; determining, by the activity processing system, a quality of the first action, wherein determining the quality of the first action includes: identifying, by the activity processing system, one or more optional events associated with the one or more matching activity templates; determining, by the activity processing system, whether a match exists between the one or more optional events associated with the one or more matching activity templates and the determined one or more events; determining, by the activity processing system, whether the quality of the first action is below a predetermined threshold; and responsive to determining that the quality of the first action is below the predetermined threshold, providing, by the activity processing system, coaching information to the user, wherein the coaching information includes at least a coaching instruction related to heel weight.
1919 | Systems and methods for controlling sensor-based data acquisition and signal processing in vehicles | Systems and methods are provided for dynamically controlling sensor-based data acquisition in vehicles. The disclosed embodiments may receive signals associated with sensors in a vehicle, wherein the signals are associated with sampling rates, and apply bandwidth filters to the signals to create filtered signals. The disclosed embodiments may also detect an occurrence of an event by comparing the filtered signals to one or more event thresholds and transmit event data to a control system when the event thresholds are exceeded. The disclosed embodiments also may dynamically adjust signals, sampling rates, bandwidth filters, a generated event score, and the event thresholds based on changes to a set of control variables. The control variables may depend on signals associated with a set of sensors in a vehicle or on boundary conditions and signals associated to an external system. | 1. A system for dynamically controlling sensor-based data acquisition in vehicles, comprising: a memory storing a set of instructions; and one or more processors configured to execute the set instructions to perform one or more operations, the operations comprising: receiving a set of signals associated with a set of sensors in a vehicle, wherein the set of signals is associated with a set of sampling rates, applying a set of bandwidth filters to the set of signals to create a set of filtered signals, and detecting an occurrence of an event by comparing an event score based on the set of filtered signals with an event threshold, wherein: at least one of the set of signals, the set of sampling rates, the set of bandwidth filters, the event score, or the event threshold is dynamically adjusted based on a change to a set of control variables, wherein the set of control variables is changed in response to detecting occurrences of subsequent events, wherein each change to the set of control variables causes a modification to at least one of the set of signals, the set of sampling rates, the set of bandwidth filters, the event score, or the event threshold; wherein the set of control signals comprises: a set of local control variables based on the set of signals; and a set of external control variables based on a hazard index received from the control system, the event threshold is inversely proportional to the hazard index, the hazard index is based on the event data and a set of boundary conditions reflecting conditions external to the vehicle, and the set of boundary conditions includes at least two of a weather condition, a traffic condition, a road type condition, or an average speed map condition.
1920 | Wearable electronic device | A wearable electronic device ( 100 ) comprises a sensor ( 1 ) providing a sensor signal (s 1 ), which sensor ( 1 ) is one of a temperature sensor and a humidity sensor. A control unit ( 3 ) determines, subject to at least the sensor signal (s 1 ), if the wearable electronic device ( 100 ) is worn by a user, and provides an output signal (t 1 ) indicative of a result of the determination. | 1. A wearable electronic device, comprising a first sensor providing a first sensor signal, which first sensor is a temperature sensor or a humidity sensor, a second sensor providing a second sensor signal, which second sensor is a temperature sensor or a humidity sensor, wherein the first sensor and the second sensor are of the same type, a control unit configured to determine based on the first sensor signal and the second sensor signal if the device is worn by a user, and configured to provide an output signal indicative of a result of the determination, a common channel including at least one opening, the at least one opening facing a body part of the user when the device is worn by a user, and wherein the first sensor is arranged in the common channel at a first distance from the at least one opening and the second sensor is arranged in the common channel in spatial series with the first sensor, at a second distance from the at least one opening, the first distance being less than the second distance, the first and second sensors and the common channel being so configured and arranged that the first and second sensors sense an air volume propagated in the common channel and measure a heat flux or humidity flux determined as a difference between the first sensor signal and the second sensor signal.
1921 | Electronic device providing a bioeffect image | An electronic device includes a processor configured to control an operation of the electronic device, a memory device coupled to the processor, where the memory device is configured to operate as a main memory of the electronic device, and a display device coupled to the processor, where the display device is configured to display an original image based on first image data for the original image at a first frame, and to display a bioeffect image based on second image data for the bioeffect image at a second frame. | 1. An electronic device comprising: a processor which controls an operation of the electronic device; a memory device coupled to the processor, wherein the memory device operates as a main memory of the electronic device; and a display device coupled to the processor, wherein the display device displays an original image based on first image data for the original image at a first frame, displays a bioeffect image, which is different from the original image, based on second image data for the bioeffect image at a second frame, and displays a compensating image based on third image data for the compensating image at a third frame, wherein the display device comprises: a display panel; and a display driver comprising: an image processor which receives the first image data, outputs the first image data at the first frame, generates the second image data by increasing a value of at least one of red sub-pixel data, green sub-pixel data and blue sub-pixel data included in the first image data from the first image data at the second frame, and generates the third image data for the compensating image by decreasing a value of the at least one of the red sub-pixel data, the green sub-pixel data and the blue sub-pixel data from the first image data at the third frame adjacent to the second frame; and a driver which drives the display panel based on the first image data output from the image processor at the first frame, drives the display panel based on the second image data to display, as the bioeffect image, a photo-therapy image where a value of at least one of red luminance, green luminance and blue luminance is increased from a value of the original image at the second frame, and drives the display panel based on the third image data to display the compensating image where the value of the at least one of the red luminance, the green luminance and the blue luminance is decreased from the value of the original image at the third frame, and wherein the original image is perceived based on the photo-therapy image displayed at the second frame and the compensating image displayed at the third frame.
1922 | System and method for adapting alarms in a wearable medical device | According to another example, a wearable medical device controller is provided. The device controller includes a memory and a processor coupled to the memory. The processor is configured to determine a correlation between a phenomenon identifiable by the wearable medical device controller and at least one response pattern associated with a patient and store, responsive to detecting the correlation, an adaptation path to address the at least one response pattern, the adaptation path specifying an adaptation of at least one characteristic of an alarm. The at least one response pattern may include a plurality of response patterns and the adaptation path may reflect adaptations made to address at least some of the plurality of response patterns. | 1. An ambulatory medical device comprising: one or more physiological sensors configured to acquire cardiopulmonary data from a patient, the cardiopulmonary data comprising one or more of electrocardiogram (ECG) data, heart rate data, and respiration data; one or more environmental sensors configured to monitor one or more environmental parameters of an environment of the ambulatory medical device; and at least one processor operatively coupled to the one or more physiological sensors and the one or more environmental sensors and configured to detect a physiological condition of the patient based on the cardiopulmonary data, identify a notification associated with the detected physiological condition of the patient to be issued to an intended recipient, the notification having one or more characteristics, detect an environmental condition of the ambulatory medical device based on the one or more environmental parameters, determine, based on the detected environmental condition of the ambulatory medical device, whether one or more factors exist that may inhibit the intended recipient'ss ability to recognize the notification associated with the physiological condition of the patient, on determining existence of the one or more factors that may inhibit the intended recipient'ss ability to recognize the notification associated with the physiological condition of the patient, adapt the one or more characteristics of the notification to provide an adapted notification associated with the physiological condition of the patient, and issue the adapted notification associated with the physiological condition of the patient to the intended recipient.
1923 | Method and system for visual pedometry | A system and method for calculating step count and associated physical movement intensity. In some embodiments, the system includes at least a camera to capture video of user motions, which are analyzed, and the corresponding step count and physical exercise intensity are deduced by the disclosed method. | 1. A method for measuring step count and movement intensity of an object based on visual pedometry, comprising: receiving one or more image frames from an image capturing device; selecting the received image frames that include at least a portion of the object; determining a trajectory of the object in image space from the selected image frames, wherein the determined trajectory includes at least a horizontal motion or a vertical motion; determining a peak horizontal frequency for the horizontal motion trajectory; determining a peak vertical frequency for the vertical motion trajectory; and setting the step count based on the peak vertical frequency and the peak horizontal frequency.
1924 | Golf swing classification method, golf club selection method, golf swing classification device, and golf swing classification system | Provided is a golf swing classification method that is capable of optimizing selection of a golf club. A golf swing classification method when a golf club hits a golf ball according to the present invention includes the steps of: acquiring acceleration in at least a single point on the golf club or in at least one point that follows the single point during the golf swing; and mapping a behavior of the golf club based on a time period from a time point when an absolute value of the acceleration is at a maximum to a time point when the golf club hits the golf ball. | 1. A golf club selection method, comprising: acquiring acceleration in at least a single point on the golf club or in at least one point that follows the single point during the golf swing; mapping a behavior of the golf club based on a maximum value of the acceleration generated in a head of the golf club, prior to the time point when the golf club hits the golf ball during the golf swing, and a bending return time period, the bending return time period being a time period from a time point when an absolute value of the acceleration is at a maximum to a time point when the golf club hits the golf ball; classifying the golf swing based on a result of the mapping; selecting an optimal golf club having optimal shaft rigidity for the golf swing in accordance with a result of the classifying; and imaging the behavior of the head of the golf club during the golf swing by an image device that is attached to the golf club in a manner such that the image device is capable of imaging the head of the golf club, wherein the acquiring the maximum value of the bending amount generated in the shaft includes calculating the maximum value of the bending amount based on the behavior of the head of the golf club imaged by the image device.
1925 | Intraoral tactile biofeedback methods, devices and systems for speech and language training | An intraoral method, biofeedback system and kit are provided for supplying intraoral feedback representative of a speaker's pronunciation during sound production, which feedback may be used for training and enhancing a speaker's pronunciation accuracy. | 1. A method of teaching a user to pronounce a particular sound, which comprises: providing at least two sound training devices, wherein each sound training device comprises a node support and one or more nodes for indicating proper positioning of the user'ss tongue for accurate pronunciation of the particular sound, with the node support configured and dimensioned (a) to provide tactile feedback to the user at its respective node location(s) on the node support with the feedback signaling proper positioning of the tongue for accurate pronunciation of the particular sound, and (b) to limit intrusiveness in the user'ss mouth while providing sufficient strength to support the one or more nodes; providing at least one of the one or more nodes with at least one sensor mounted thereon, with the at least one sensor being no larger than the at least one nodes and being positioned and dimensioned for sensing lingual contact of the user'ss tongue with or near the at least one nodes, providing a signal based such contact, and transmitting the signal to a computer; and providing each sound training device with registration features for positioning each sound training device in an appropriate location in the user'ss oral cavity such that the user'ss tongue is able to freely navigate to contact the one or more nodes and be positioned for making the particular sound with the location being dependent on the particular sound to be made, wherein, when the tongue is so positioned, the sound training device provides tactile feedback to the user to assist in proper and accurate pronunciation of the particular sound, and wherein the computer includes software that monitors contact of the tongue with the at least one sensor that is mounted on the one or more nodes to provide interactive feedback including one or more of: real time on-screen visualization of lingual contacts with the one or more nodes; positive reinforcement based on progress, data collection or statistical analysis; playback of recorded verbal reproductions; an indication of the status of patient speech productions; and pre-recorded phoneme productions greater accuracy via imitation; wherein the at least two sound training devices are selected from the group consisting of: a first device comprising a node configured to be positioned in a medial location inferior to the user'ss palate to provide tactile feedback for the proper tongue position corresponding to the /r/ sound; a second device comprising a node configured to be positioned in a location on the user'ss alveolar ridge to provide tactile feedback for the proper tongue position corresponding to the /l/, /t/, or /d/ sound; a third device comprising a pair of nodes configured to be positioned in lateral posterior locations on either side of the user'ss palate to provide tactile feedback for the proper tongue position corresponding to the /k/ or /g/ sound; a fourth device comprising a pair of nodes configured to be positioned in lateral anterior locations on either side of the user'ss palate to provide tactile feedback for the proper tongue position corresponding to the /i/ sound; a fifth device comprising a node configured to be positioned in an anterior location inferior to the user'ss palate to provide tactile feedback for the proper tongue position corresponding to the /s/, /z/, /Σ/ (sh), or /Z/ (ζη) sounds; and a sixth device comprising a node configured to be positioned in an anterior location on the user'ss palate to provide tactile feedback for the proper tongue position corresponding to the /τΣ/ (ch) or /δZ/ (j) sound, wherein the sound training devices are provided in a kit that includes one or more handles for holding each sound training device, such that the insertion of a sound training device in the user'ss oral cavity enables the registration features to automatically place the at least one sensor in correspondence with proper lingual positions for production of the at least one target sound.
1926 | Wearable blind guiding apparatus | A blind guiding apparatus comprises a first wearable assembly on which a voice recognition unit, a central processing unit, a GPS unit, a voice output unit and a Braille display unit are disposed. The blind guiding apparatus provides real-time positioning and navigating functions for a blind user walking outside, wherein the Braille display unit allows the user to confirm a destination address recognized by the voice recognition unit so as to avoid error in navigation. | 1. A blind guiding apparatus, comprising a first wearable assembly on which a voice recognition unit, a central processing unit, a GPS unit, a voice output unit and a Braille display unit are disposed; wherein the voice recognition unit is communicated with the Braille display unit, and is configured to receive voice information of a user and recognize a destination address from the voice information; the Braille display unit is further communicated with the central processing unit, and is configured to generate Braille information based on the voice information for the user'ss confirmation and transmit the destination address to the central processing unit upon it'ss confirmed to be matched with the voice information by the user; the central processing unit is further communicated with the GPS unit, stored with an electronic map database, and configured to search for a walking route within the electronic map database according to the destination address and transmit the walking route to the GPS unit; the GPS unit is configured to perform a real-time positioning based on the walking route and send position information generated from the positioning back to the central processing unit; the voice output unit is communicated with the central processing unit, and is configured to output navigating information generated by the central processing unit based on the position information in a form of voice; the blind guiding apparatus further comprises a tri-axial accelerometer, an angular motion detector and an alarm unit, which are all communicated with the central processing unit; the tri-axial accelerometer is configured to measure tri-axial acceleration of the user in real time and send the same to the central processing unit; the angular motion detector is configured to measure an angular velocity in real time and send the same to the central processing unit; the central processing unit is further configured to send a first controlling signal to the alarm unit upon determining a fall event of the user by computing a resultant acceleration and a deflection angle over a predetermined period based on the tri-axial acceleration and the angular velocity; and the alarm unit is configured to generate alarm signal in response to the first controlling signal.
1927 | Smart prosthesis for facilitating artificial vision using scene abstraction | A method of providing artificial vision to a visually-impaired user implanted with a visual prosthesis. The method includes configuring, in response to selection information received from the user, a smart prosthesis to perform at least one function of a plurality of functions in order to facilitate performance of a visual task. The method further includes extracting, from an input image signal generated in response to optical input representative of a scene, item information relating to at least one item within the scene relevant to the visual task. The smart prosthesis then generates image data corresponding to an abstract representation of the scene wherein the abstract representation includes a representation of the at least one item. Pixel information based upon the image data is then provided to the visual prosthesis. | 1. A method of providing artificial vision to a visually-impaired user implanted with a visual prosthesis, the method comprising: producing an input image signal in response to optical input representative of a scene; recognizing, by processing the input image signal, at least one item within the scene; creating an abstract representation of the scene wherein the abstract representation includes a symbolic representation of the at least one item; generating augmented image data wherein the augmented image data includes at least a portion of the input image signal and abstracted data corresponding to the abstract representation; and providing, to the visual prosthesis, a signal including pixel values wherein the pixel values are based upon the augmented image data.
1928 | Perfusion phantom device | The invention relates to a phantom device for reproducing the fluid perfusion in a body, said device comprising a phantom organ that may be introduced into a scanner, said phantom organ comprising a housing in which are defined a plurality of fluid channels, suitably of differing cross-sectional areas; a feed tube arranged to supply liquid to a first end of all of said channels and means for collecting liquid from the other end of the channels. Alternatively or additionally, the device may comprise an element comprising a phantom heart through which fluid can flow, wherein the phantom heart comprises a first chamber representing a right atrium which is arranged to receive fluid from a fluid supply, a second chamber representing a right ventricle which receives fluid leaving said first chamber, a third chamber representing a left atrium which receives fluid leaving the second chamber and a fourth chamber representing left ventricle which receives fluid leaving the third chamber; and wherein a phantom thoracic system is interposed between the second chamber and the third chamber. Uses of the device in quality control, validation or calibration of monitoring devices such as magnetic resonance (MR) or computerized tomography (CT) scanners, in teaching or training of machine operatives or for research purposes including for research into scanners, scanning techniques or reagents such as contrast agents used in such processes, form further aspects of the invention. | 1. A phantom device for reproducing the fluid flow and perfusion in a body, said device comprising a phantom organ that may be introduced into a scanner, said phantom organ comprising a housing in which are defined a plurality of fluid channels each comprising a first end; a feed tube arranged to directly supply liquid to the first end of each of said channels and means for collecting liquid from another end of the channels, wherein at least some of said channels are of a first cross-sectional area and at least some other channels are of a reduced cross-sectional area such that a rate of fluid flow through said other channels is reduced compared to a rate of fluid flow through channels of said first cross-sectional area.
1929 | Multiband wireless power system | The present disclosure relates to a module for relaying power wirelessly to a device implanted in a user. The module may include a structure adapted to be worn by the user, a receiver configured to receive a first wireless power transmission at a first frequency, a transmitter configured to transmit a second wireless power transmission at a second frequency different from the first frequency, and a frequency changer configured to convert energy generated by the first wireless power transmission into energy for generating the second wireless power transmission. Each of the receiver, transmitter and frequency changer may be disposed on or in the structure. | 1. A module for relaying power wirelessly to an implanted device, comprising: a structure configured to be worn by a user; a receiver configured to receive a first wireless power transmission at a first frequency; a transmitter configured to transmit a second wireless power transmission at a second frequency different from the first frequency; a frequency changer electrically coupled to each of the transmitter and the receiver, the frequency changer configured to convert energy generated by the first wireless power transmission into energy for generating the second wireless power transmission; and at least one from the group consisting of the receiver, transmitter and frequency changer are disposed at least one from the group consisting of on the structure and in the structure.
1930 | Systems and methods for tracking and presenting tinnitus therapy data | The treatment of tinnitus may include a tinnitus therapy including generating a tinnitus therapy sound that is similar to a patient's perceived tinnitus sound. In one example, a method for tinnitus therapy may include tracking a tinnitus therapy over a duration, the tinnitus therapy including a tinnitus therapy sound matching a patient's perceived tinnitus played over the duration and presenting each of a volume evolution of the tinnitus therapy sound and usage data of the tinnitus therapy over the duration. | 1. A method for tinnitus therapy, comprising: presenting a plurality of different sound templates to a user from a series of tinnitus therapy sound templates, the templates including different combinations of frequencies and amplitudes; receiving a selection by the user of one or more of the templates; generating a tinnitus therapy including a tinnitus therapy sound based on the selections; applying the generated tinnitus therapy to a patient'ss ear with a sound generating device over a duration; and tracking the tinnitus therapy applied by the device over the duration.
1931 | Protocol translation device | A protocol translation device for use with a first apparatus having a battery compartment and communicating over a first wireless protocol, and for use with a second apparatus communicating over a second wireless protocol. The protocol translation device can include a battery casing sized to fit within the battery compartment, the battery casing defining an interior volume; a translator having a first antenna operable to communicate with the first apparatus, a second antenna operable to communicate with the second apparatus, and a translator circuit operably connected between the first antenna and the second antenna; and a battery operably connected to power the translator. The translator circuit is operable to translate between the first wireless protocol and the second wireless protocol. The translator and the battery are disposed within the interior volume. | 1. A protocol translation device for use with a first apparatus comprising an insulin pump having a battery compartment and communicating over a first wireless protocol, and for use with a second apparatus communicating over a second wireless protocol, the protocol translation device comprising: a battery casing sized to fit within the battery compartment, the battery casing defining an interior volume; a translator comprising: a first antenna operable to communicate with the first apparatus; a second antenna operable to communicate with the second apparatus; and a translator circuit operably connected between the first antenna and the second antenna, the translator circuit being operable to translate between the first wireless protocol and the second wireless protocol, being operable to communicate with the first antenna on the first wireless protocol, and being operable to communicate with the second antenna on the second wireless protocol; and a battery operably connected to power the first apparatus in addition to the translator of the protocol translation device; wherein the translator, which comprises the translator circuit operably connected between the first antenna and the second antenna, and the battery, are all disposed within the interior volume.
1932 | Solution for EUV power increment at wafer level | The present disclosure relates to a photolithography radiation source having an angled primary laser, and an associated method of formation. In some embodiments, the photolithography radiation source has a fuel droplet generator that provides fuel droplets to a source vessel along a first trajectory. A primary laser is configured to generate a primary laser beam along a second trajectory that intersects the first trajectory. The primary laser beam is configured to ignite a plasma from the plurality of fuel droplets that emits radiation. A collector mirror is configured to focus the radiation to an exit aperture of the source vessel. The primary laser beam does not intersect the exit aperture. | 1. A photolithography radiation source, comprising: a fuel droplet generator configured to provide a plurality of fuel droplets to a source vessel along a first trajectory; a primary laser configured to generate a primary laser beam along a second trajectory that intersects the first trajectory, wherein the primary laser beam is configured to ignite a plasma from the plurality of fuel droplets that emits radiation; a collector mirror configured to focus the radiation to an exit aperture of the source vessel along a focal path, wherein the primary laser beam does not intersect the exit aperture; and a protection element linearly aligned with the primary laser beam and configured to obstruct remnants of the primary laser beam passing through the plurality of fuel droplets, wherein the focal path is devoid of additional protection elements configured to obstruct a laser beam from intersecting the exit aperture.
1933 | Printed circuit board arrangement and electronic device having a printed circuit board device | An electronic device, in particular for a medical implant, and a printed circuit board arrangement including a printed circuit board, wherein at least one UV-transparent element is at least fixedly coupled to the printed circuit board, wherein the UV-transparent element is intended for fixation of the printed circuit board in an electronic device. | 1. An electronic device comprising: a support; and a printed circuit board, wherein at least one UV-transparent element is at least fixedly coupled to the printed circuit board, wherein the printed circuit board is attached to the support via a UV-curable adhesive provided between the support and the UV-transparent element.
1934 | Data network for monitoring animals | The invention relates to a data network for automatically monitoring voluntary behaviors of individual animals of an animal herd. The individual animals of the animal herd each have a node of the data network. A further node is attached at a location which an animal preferably approaches in the course of a behavior to be monitored. In the event that the animal approaches the node, communication occurs between the nodes, in which communication one node is identified by the other node and a central data-processing system is informed that the two nodes have come into contact. The communication between the two nodes occurs by means of the transfer of electrical signals in a closed electrical alternating-current circuit, which also passes, among other things, through the body of the animal as an electrical conductor. | 1. A data network for automatically monitoring voluntary behaviors of individual animals in an animal herd, the data network having a plurality of nodes and a central data processing system, the plurality of nodes including a first node and a second node, each of the first and second nodes operating as a transmitter and a receiver in the data network and having a unique identification signature, the first node being fitted to a first animal to be monitored, the second node being fitted to a second animal which is approached or touched by the first animal during voluntary behaviors to be monitored, communication taking place electronically between the first and second nodes as soon as the first animal enters the vicinity of the second node, the first nodes, in the event of communication with the second node, transmitting the identification signature of the first node to the second node, and the second node, after having received the identification signature of the first node, transmitting the identification signatures of both the first and second nodes to the data processing system, wherein the first and second nodes each have two connection electrodes and are designed to communicate with one another by interchanging electrical signals in a closed electrical AC circuit that runs via first and second connection electrodes for each node and via the body of the first or second animal as the electrical conductor and runs via ground and via a capacitance between the first connection electrode of each node and the ground, and the second connection electrode of each node forming the contact with the body of the first or second animal in the circuit, and one of the first and second connection electrodes of each node being on the side of the first or second animal in the circuit and the second connection electrode of each node at least indirectly constituting the connection to ground.
1935 | Methods and systems for controlling an on/off switch | A control circuit for controlling a state of a switching circuit may include a first unit to sense and interpret a wireless signal or physical parameter as an "on" signal to transition the switching circuit to the "on" state, or as an "off" signal to transition the switching circuit to the "off" state, and to transfer a first digital signal or logic value and/or a second digital signal or logic value, which may respectively or combinatorially represent the "on" signal or the "off" signal, to a second unit via a first output and/or a second output of the first unit, respectively. The second unit may force a control input of the switching circuit to a logic value which is a function of the first digital signal or value and/or second digital signal or value and congruent with the state to which the switching circuit is to be transitioned. | 1. A method for controlling an on/off state of a switching circuit comprising a power input terminal connected to a power source, a power output terminal connected to a load and a control input, the method comprising: sensing a wireless signal or physical parameter by a first unit of a control circuit, the first unit capable of outputting a first digital signal and a second digital signal; interpreting, by the first unit, the wireless signal or physical parameter either as an &quot;on&quot; signal to transition the switching circuit to an &quot;on&quot; state in which the power input terminal is connected to the power output terminal of the switching circuit, or as an &quot;off&quot; signal to transition the switching circuit to the &quot;off&quot; state in which the power input terminal is disconnected from the power output terminal of the switching circuit; transferring, from the first unit to a second unit, one of: the first digital signal congruent with an &quot;on&quot; signal; the second digital signal congruent with an &quot;off&quot; signal; and both the first digital signal and the second digital signal which combinatorially are congruent with the &quot;on&quot; signal or &quot;off&quot; signal; providing, by the second unit, an output logic value to the control input of the switching circuit as a function of the first digital signal or the second digital signal, or both digital signals; and transitioning the switching circuit to the &quot;on&quot; state or to the &quot;off&quot; state according to the output logic value provided to the control input of the switching circuit.
1936 | Remote monitoring of analyte measurements | Methods and apparatus, including computer program products, are provided for remote monitoring. In some example implementations, there is provided a method. The method may include receiving, at a remote monitor, a notification message representative of an event detected, by a server, from analyte sensor data obtained from a receiver monitoring an analyte state of a host; presenting, at the remote monitor, the notification message to activate the remote monitor, wherein the remote monitor is configured by the server to receive the notification message to augment the receiver monitoring of the analyte state of the host; accessing, by the remote monitor, the server, in response to the presenting of the notification message; and receiving, in response to the accessing, information including at least the analyte sensor data. Related systems, methods, and articles of manufacture are also disclosed. | 1. A method for remote monitoring health data, comprising: presenting a user interface of a software application resident on a remote monitor device, the software application being configured to enable remote monitoring of an analyte concentration state of each of two or more hosts, the two or more hosts including a first host and a second host, wherein an analyte concentration state of each of the two or more hosts is monitored by different continuous analyte concentration sensor devices, the first host having identified a particular user and provided the particular user of the remote monitor device an indication of permission to first permissible data associated with the analyte concentration state of the first host, the first host further providing the particular user an indication of permission to receive notifications associated with the first permissible data of the first host, the second host having identified the particular user and provided the particular user of the remote monitor device an indication of permission to second permissible data associated with the analyte concentration state of the second host, the second host providing an indication that the particular user does not have permission to receive notifications associated with the second permissible data of the second host, the remote monitor device being remote from the first and second host; displaying, in the user interface, a dashboard display, the dashboard display comprising two or more cells, each cell of the two or more cells corresponding to at least one of the two or more hosts configured to be remotely monitored; displaying, in a first cell of the two or more cells, the first permissible data associated with the analyte concentration state of the first host, the first permissible data being received from a secure server configured to determine that the remote monitor device is authorized to receive the first permissible data based on the first host'ss indication of the permission to the first permissible data; displaying, in a second cell of the two or more cells, the second permissible data associated with the analyte concentration state of the second host, the second permissible data being received from the secure server configured to determine that the remote monitor device is authorized to receive the second permissible data based on the second host'ss indication of the permission to the second permissible data provided to the particular user; and displaying, in the dashboard display, an interactive icon that, when engaged, navigates in the user interface to a first remote monitoring settings display associated with the first host, the settings page display comprising at least three cells, the first cell of the at least three cells including an option for the particular user to set a first alert based on a first trigger condition of the first permissible data associated with the analyte concentration state of the first host, the second cell of the at least three cells including an option for the particular user to set a second alert based on a second trigger condition of the first permissible data associated with the analyte concentration state of the first host, and the third cell of the at least three cells including an option for the particular user to set a third alert if no data associated with the first host is received over a particular duration of time, the particular duration of time being configurable by the particular user, the first and second trigger conditions being different from each other, the particular user being denied options to set notifications associated with the second host based on the indication that the particular user does not have the permission to receive the notifications associated with the second permissible data of the second host.
1937 | Unlocking a body area network | Disclosed is an apparatus, system, and method to unlock a body area network (BAN) of a patient and to transmit medical data about the patient. The BAN, under the control of a body area controller (BAC), may be unlocked based upon a pre-defined patient action performed by the patient and the BAN may then be connected to a wireless device. The BAN medical data of the patient may then be transmitted by the wireless device. | 1. A non-transitory computer-readable medium including code that, when executed by a processor, causes the processor to: unlock a body area network (BAN) based upon a pre-defined patient action performed by a patient, wherein the pre-defined patient action to unlock the BAN includes pressing against a pre-designated part of the body; connect the BAN to a wireless device; and process information from the BAN using the wireless device.
1938 | Analog/digital conversion system, X-ray CT apparatus, and medical image imaging apparatus | In order to provide a highly precise analog/digital conversion system in which an output error of an AD converter is small, sampling is performed at a certain sampling period S from the start time of a measurement period TL to the (N−1)-th sampling when the measurement period TL does not correspond to the sampling period S multiplied by the number of samplings N, the N-th sampling is performed at a timing when a time interval between the (N−1)-th sampling and the N-th sampling is equal to the sampling period S multiplied by a predetermined coefficient k, and the k value is set to a non-integer optimum value evaluated in advance in accordance with the N value in order to minimize an error of the detection value of the AD converter. | 1. An analog/digital conversion system comprising: an analog/digital converter that repeats operations of sampling analog signals output from analog circuits by a number of samplings N within a specified measurement period each time the specified measurement period elapses; a reset circuit that repeats operations of lowering an analog signal voltage to a predetermined minimum voltage to input in the analog/digital converter each time a sampled signal value exceeds a predetermined maximum voltage when the sampled signal value sampled by the analog/digital converter exceeds the predetermined maximum voltage; and a timing circuit that instructs the analog/digital converter on a timing of sampling the analog signals, wherein the timing circuit instructs to perform sampling at a certain sampling period S from a start time of the specified measurement period to a (N−1)-th sampling and instructs to perform a N-th sampling at a timing when a time interval between the (N−1)-th sampling and the N-th sampling is equal to the sampling period S multiplied by a predetermined coefficient k, and wherein the predetermined coefficient k is a value evaluated previously according to the number of samplings N and is a non-integer.
1939 | Wirebonding fixture and casting mold | The present disclosure involves a method and apparatus for attaching two electrical dies by wire bonding and then encasing the assembly in a protective casting that works by arranging two dies into a fixture conducive to wire bonding. Doped epoxy may be immediately dispensed over the assembly to form a near-net-shape protective cover, or Drive Can. | 1. An apparatus for fabricating an ultrasound transducer assembly, comprising: a bottom plate that includes a first cavity, wherein the first cavity includes a first pocket configured to accommodate an ultrasound transducer die and a second pocket configured to accommodate an Application Specific Integrated Circuit (ASIC) die; a bonding plate configured to be selectively positioned over and against the bottom plate, the bonding plate including a recess, wherein when the bonding plate is positioned against the bottom plate: the ultrasound transducer die and the ASIC die would be trapped in a fixed position, and the recess exposes a portion of the first pocket and a portion of the second pocket: a molding plate configured to be selectively positioned over and against the bottom plate after the bonding plate has been removed, wherein the molding plate includes: a second cavity that is aligned with the first cavity when the molding plate is positioned against the bottom plate, such that the first and second cavities collectively define a shape of a transducer assembly, a first opening that is coupled to the second cavity, wherein the first opening exposes a portion of the first pocket when the molding plate is positioned against the bottom plate, a second opening that is coupled to the second cavity, wherein the second opening exposes a portion of the second pocket when the molding plate is positioned against the bottom plate, and a third opening that is in fluid communication with the first and second cavities such that a fluid can flow into the first and second cavities through the third opening; and a first shut-off pin configured to be positioned inside the first opening of the molding plate such that, when the molding plate is positioned against the bottom plate, the first shut-off pin makes physical contact with an upper surface of the ultrasound transducer die, wherein the first shut-off pin extends beyond the second cavity.
1940 | System and methods for alignment of a laser beam | A dental laser treatment system includes a treatment laser beam and a pilot (e.g., aiming/marking) laser beam sharing a collinear beam path, where the beam path is guided by a guidance system through a handpiece/main chamber assembly having a beam exit. A laser beam presence detector is removably affixed to or within the handpiece/main chamber assembly. The laser beam presence detector provides feedback to a computer which can control actuation of the treatment laser beam and the pilot laser beam, and the beam guidance system. The computer performs a search for determining the center location of the beam exit based on the feedback and controls the beam guidance system to guide the beam path approximately to the center of the beam exit, thereby providing automatic alignment of the laser beam with the beam exit or an optional hollow waveguide. | 1. A beam-alignment system for aligning a laser beam of a laser-based treatment apparatus, the system comprising: a housing forming an inlet to a beam exit of a handpiece of a laser-based treatment apparatus; and a sensor disposed in the housing, aligned with the inlet and adapted to provide a first signal indicating detection of laser energy by the sensor above a specified threshold level and a second signal indicating absence of laser energy above the threshold level; and a processor programmed to: direct a beam guidance system to adjust a laser beam path; and determine a center of the beam exit using the first and second signals.
1941 | Dental appliance case | A dental appliance case for receiving a dental appliance is provided. In some embodiments, the case may include a power source, a sound device, an occupancy sensor, and a processing unit. The sound device may be configured to create an audible alert sound. The occupancy sensor may be operable to detect the presence of a dental appliance. The processing unit may be in electrical communication with the power source, occupancy sensor, and the sound device. The processing unit may be operable to operate the sound device to create an audible alert in response to an electronic communication from the occupancy sensor. | 1. A dental appliance case, the case comprising: a lid; a base having an open cavity that is able to at least partially receive a dental appliance, wherein the base and lid are operable to be temporarily aligned and brought together to form a closed cavity between the lid and base that is able to fully receive the dental appliance; a power source; an alert device configured to create an alert, wherein the alert device is selected from the group consisting of a sound device, a vibration device, and a light emitting device; an occupancy sensor, wherein the occupancy sensor is operable to detect the presence of the dental appliance within the open cavity, regardless of whether the lid and base are brought together; and, a processing unit in electrical communication with the power source, occupancy sensor, and the alert device, wherein the processing unit is operable to operate the alert device to create the alert in response to an electronic communication from the occupancy sensor.
1942 | Medical treatment system and methods using a plurality of fluid lines | A medical treatment system, such as peritoneal dialysis system, may include control and other features to enhance patient comfort and ease of use. For example, a peritoneal dialysis system may include a control system that can adjust the volume of fluid infused into the peritoneal cavity to prevent the intraperitoneal fluid volume from exceeding a pre-determined amount. The control system can adjust by adding one or more therapy cycles, allowing for fill volumes during each cycle to be reduced. The control system may continue to allow the fluid to drain from the peritoneal cavity as completely as possible before starting the next therapy cycle. The control system may also adjust the dwell time of fluid within the peritoneal cavity during therapy cycles in order to complete a therapy within a scheduled time period. The cycler may also be configured to have a heater control system that monitors both the temperature of a heating tray and the temperature of a bag of dialysis fluid in order to bring the temperature of the dialysis fluid rapidly to a specified temperature, with minimal temperature overshoot. | 1. A heating system for a peritoneal dialysis apparatus comprising: a pumping apparatus configured to pump dialysate into or out of a heater bag; an electric heater configurable to operate at an AC line voltage in a range of about 100 to 120 volts or an AC line voltage in a range of about 200 to 240 volts; a heater controller configured to control a temperature of the dialysate using the electrical heater; a current sensor configured to measure current flow through the electric heater; and a universal power supply configured to convert line voltage to one or more DC voltages to power the pumping apparatus and heater controller, and to configure the electric heater to operate at a voltage in a range of about 100 to 120 volts or in a range of about 200 to 240 volts, based on the measured current flow through the electrical heater.
1943 | Multi-layer range measurement for characterizing charged particle beams | A multi-layer charged particle beam characterization system is disclosed, and method for using the same. A typical embodiment includes a plurality of two-sided metal plates, arranged as a stack, each metal plate having an electrical contact tab extending from at least one common edge of the metal plate, and a plurality of insulator films disposed between adjacent metal plates, each insulator film is sized to match its corresponding metal plate. The tabs are coupled to a printed circuit board and connected to an external electrical connector to register a number of metal plates and insulator layers through which a charged particle beam has penetrated. | 1. A method of verifying a calibration of a charged particle beam generator, the method comprising: calibrating said charged particle beam generator at a plurality of initial energy levels; after said calibrating, for at least some of said plurality of said initial energy levels, measuring a baseline current distribution generated by a charged particle beam that enters an apparatus comprising a plurality of metal plates and a plurality of insulator films, each insulator film interleaved between adjacent metal plates, each metal plate having substantially the same thickness and composition, said metal plates and insulator films disposed in an electrically conductive housing; with a computer comprising a microprocessor, generating baseline data comprising a baseline range and a baseline energy distribution of said charged particle beam for said at least some of said plurality of said initial energy levels, said baseline range and baseline energy distribution based at least in part on said baseline current distribution; after a first time interval, for said at least some of said plurality of said initial energy levels, measuring a verification current distribution generated by said charged particle beam that enters said apparatus; with said computer, generating verification data comprising a verification range and a verification energy distribution of said charged particle beam for said at least some of said plurality of said initial energy levels, said verification range and verification energy distribution based at least in part on said verification current distribution; with said computer, comparing said verification range and said verification energy distribution with said baseline range and said baseline energy distribution; and if said verification data is statistically different than said baseline data, re-calibrating said charged particle beam generator.
1944 | Performance monitoring systems and methods | We have disclosed systems and methods for portable performance monitoring of an individual during a physical activity. The systems and methods may include a portable sensor component configured to be carried by the individual during the physical activity and configured to obtain movement data for the athlete individual during the physical activity. The systems and methods may also include a portable output component configured to be carried by the individual during the physical activity and configured to provide an output to the individual during the physical activity. The systems and methods may further include a portable processing component in communication with the portable sensor component and the portable output component, where the portable processing component is configured to be carried by the individual during the physical activity. The portable processing component may be configured to identify movement of the individual during the physical activity. | 1. A method of providing fitness information to a user, the method comprising: collecting electronic position data on a portable electronic device during a first fitness activity along a route, the portable electronic device comprising a microprocessor, a microphone, a display screen, a user input, a satellite positioning system receiver, a digital camera, and a wireless communication transceiver, the electronic position data being determined via the satellite positioning system receiver; inputting supplemental electronic data into the portable electronic device, the supplemental electronic data being related to the electronic position data, wherein the supplemental electronic data comprises one of an audio signal recorded with the microphone, a digital image captured with the digital camera, a digital video segment captured with the digital camera, or a text entered using the user input; and displaying the supplemental electronic data on the display screen during a second fitness activity along the route.
1945 | Optical sensor device | An optical sensor device includes a light emitter for emitting, to a living body, lights having two wavelengths and blinking at a predetermined frequency, and a light receiver for receiving the lights from the living body. The light receiver outputs first and second detection signals corresponding to the respective wavelengths. A filter circuit extracts, from the first and second detection signals, modulation signals that are obtained with amplitude modulation of signals of the predetermined frequency. The modulation signals are amplified by a post-amplifier and are taken into an arithmetic processing unit after being converted to digital signals by an AD converter. The arithmetic processing unit calculates DC components and AC components of the first and second detection signals by employing the modulation signals converted the digital signals. | 1. An optical sensor device, comprising: a light emitter configured to periodically emit light at a predetermined frequency toward a measurement target; a light receiver configured to detect at least one of reflected light and diffused light from the measurement target, and to output a modulated electrical signal based on the detected light; a filter circuit configured to filter the modulated electrical signal at the predetermined frequency and to output a modulation signal; an amplifier configured to amplify the modulation signal; an AD converter configured to convert the modulation signal to a digital signal; an arithmetic processing unit coupled to the AD converter and configured to calculate a DC component and an AC component of the electrical signal based on the digital signal; and a separation circuit including the filter circuit and configured to separate the modulation signal and the DC component of the electrical signal, wherein the AD converter is further configured to convert the DC component of the electrical signal to a DC component digital signal, and wherein the arithmetic processing unit is further configured to convert the modulation signal and the DC component digital signal based on an amplification factor of the amplifier, such that an amplitude ratio between the modulation signal and the DC component digital signal reaches a state before the amplification by the amplifier, and to calculate the AC component of the electrical signal based on the modulation signal.
1946 | Systems and methods for assessing data collected from an electrically active cell culture | Disclosed herein are systems and methods for assessing electrically active cell cultures. Optionally, the data can be collected using a microelectrode array (MEA). For example, electrically active cells, such as cardiomyocytes, are cultured such that they are in electrical communication with at least a portion of the electrodes of a well of the MEA. The assessments derived from the disclosed methods may be used to reduce the effects of confounding variables in data obtained from an electrically active cell culture. The methods may also be used to determine a quantitative measure of arrhythmia burden. The methods may also be used to decide if a particular culture or set of data is suitable for inclusion in scientific and characterization studies. Also disclosed is a method of finding the global conduction velocity of an electrically active cell culture. | 1. An electrophysiology culture system, comprising: a sensor configured to record a physiological signal from an electrically active cell culture; and an analyzer having a processor and a memory, the memory having computer-readable instructions stored thereon, wherein the processor is communicatively coupled with the sensor, the processor being configured to execute the computer-readable instructions that cause the processor to: receive the physiological signal recorded by the sensor, analyze the physiological signal to determine a beat period associated with the electrically active cell culture and a pro-arrhythmic indicator, wherein determining a pro-arrhythmic indicator comprises detecting a region of beat period bi-stability by estimating a probability distribution of beat period, and wherein the region of beat period bi-stability comprises a plurality of beats with a bimodal probability distribution of beat period, and determine a quantitative measure of arrhythmia burden using a relationship between the beat period associated with the electrically active cell culture and the pro-arrhythmic indicator, wherein the relationship comprises a respective pro-arrhythmic indicator determined for each of at least two distinct beat periods.
1947 | Systems and methods for collecting, analyzing, and sharing bio-signal and non-bio-signal data | A computer network implemented system for improving the operation of one or more biofeedback computer systems is provided. The system includes an intelligent bio-signal processing system that is operable to: capture bio-signal data and in addition optionally non-bio-signal data; and analyze the bio-signal data and non-bio-signal data, if any, so as to: extract one or more features related to at least one individual interacting with the biofeedback computer system; classify the individual based on the features by establishing one or more brain wave interaction profiles for the individual for improving the interaction of the individual with the one or more biofeedback computer systems, and initiate the storage of the brain waive interaction profiles to a database; and access one or more machine learning components or processes for further improving the interaction of the individual with the one or more biofeedback computer systems by updating automatically the brain wave interaction profiles based on detecting one or more defined interactions between the individual and the one or more of the biofeedback computer systems. A number of additional system and computer implemented method features are also provided. | 1. A brainwave monitoring system comprising: at least one client computing device storing or accessing a training application; at least one bio-signal sensor including at least one electroencephalography (EEG) bio-signal sensor at and in communication with the at least one client computing device; at least one user effector to provide a real-time biofeedback output for the training application; and at least one computer server in communication with the at least one computing device over a communications network; the at least one client computing device configured to: acquire time-coded feature event data from user input, the at least one bio-signal sensor or data storage accessible by the client computing device; receive activation of a training session at the training application; generate a unique session identifier for the training session; receive time-coded EEG bio-signal data of a user from the at least one EEG bio-signal sensor; transmit the session identifier, the time-coded EEG bio-signal data and the acquired time-coded feature event data to the at least one computer server, the at least one computer server configured to: generate a cloud pipeline instance to process the time-coded EEG bio-signal data and the time coded feature event data, the cloud pipeline instance defining pipeline parameters for a classification model; extract, using the cloud pipeline instance, feature events from the time coded feature event data at feature event time codes, each feature event being a set of variables and corresponding values at least one feature event time code; automatically search the feature events to identify patterns that are statistically significant, each pattern linked to a feature event time code of the at least one feature event time code, the pattern representing the user'ss response associated with the feature event data at the feature event time code; using the feature event time codes linked to the patterns identified in the feature-events, label segments in the time-coded EEG bio-signal data having EEG bio-signal time-codes being same or similar to the feature event time codes linked to the patterns; generate or update the classification model with the EEG bio-signal features extracted from labelled segments of the time-coded EEG bio-signal data, the classification model for predicting brain state based on the pipeline parameters; determine and output a user-response classification of the segments of the time-coded EEG bio-signal data using the classification model and pipeline parameters, the user-response classification being an automatic prediction of a brain state of the user at the EEG bio-signal time codes and an automatic comparison to a target brain state for the training session; receive from the at least one computer server the user-response classification of at least part of the time-coded EEG bio-signal data and the classification model; indicate the user-response classification using the user effector as the biofeedback output for the training application; in accordance with a received input confirming the accuracy of the user-response classification, update the classification model using the confirmed user-response classification in a feedback loop; generate a client pipeline instance to process additional time-coded EEG bio-signal data; tune the client pipeline instance based on computational resources of the at least one client computing device; receive updated pipeline parameters for the classification model as part of a bio-signal interaction profile; update the client pipeline instance using the updated pipeline parameters for the classification model, the client pipeline instance to process additional time-coded EEG bio-signal data for the training session; receive the additional time-coded EEG bio-signal data of the user from the at least one EEG bio-signal sensor; automatically search the additional time-coded EEG bio-signal data and identify a pattern in a segment based on patterns of the labeled segments in the time-coded EEG bio-signal data of the feature event data using the client pipeline instance; generate an additional user-response classification of the segment of the additional time-coded EEG bio-signal data using the client pipeline instance; update the bio-signal interaction profile with the additional user-response classification; provide the real-time biofeedback output by actuating an output device of the at least one client computing device to generate alerts to users to indicate a user'ss compliance with the target brain state for the training session based at least on the identified pattern.
1948 | Clinical information management system | A clinical information management system including a patient sensor system that collects data of a patient, a hospital information system that displays the data, a clinical server that processes the data from the patient sensor system and determines whether the patient is in need of assistance, and a monitoring apparatus. The clinical server transmits a message to the monitoring apparatus based on the data. | 1. A clinical information management system comprising: a patient sensor system that collects data of a patient using a sensor array; a clinical server that processes the data from the patient sensor system; and a patient monitoring system that receives and displays the data transmitted from the patient sensor system or the clinical server, wherein, based on the data, the clinical server transmits a message to the patient monitoring system, and wherein: the patient sensor system comprises a pressure sensor that detects and records a pat count, the pressure sensor determines the pat count by counting a number of times in which a pressure change exceeds a predetermined threshold, the message is transmitted to the patient monitoring system for assistance if the pat count does not exceed a predetermined pat count within a predetermined period of time.
1949 | Measurement probe with heat cycle event counter | A system comprising a measurement device and a handheld device is disclosed, the system adapted to withstand, detect, record, and display heat cycle event counts. The measurement device comprises a sensor for measuring and a heat cycle detection unit. The heat cycle detection unit comprises a temperature or pressure responsive element, a detection module, data interface, and data memory. The handheld device comprises a screen, a button, a communication circuit, and a processing system. The communication circuit is configured to communicate with the measurement device and a computing device and the processing system is configured to receive non-measurement information from the measurement device, display the received information on the screen, and cycle the received information displayed on the screen based on an actuation of the button, wherein the handheld device is used to display a heat sterilization cycle count of the measurement device. | 1. A system, comprising: a measurement device adapted to withstand and automatically count a heat sterilization or cleaning cycle, comprising: a measurement probe comprising a sensor configured to detect a characteristic of a medium and generate a measurement signal; a condition responsive element comprising either a temperature responsive element or a pressure responsive element; and a heat cycle detection unit comprising a detection module, a data interface, and a data memory; wherein the detection module is configured to: detect a heat cycle event using the condition responsive element, and record detection of the heat cycle event in the data memory, wherein the measurement device is configured to automatically power off the heat cycle detection unit after detection of the heat cycle; and a handheld device connected to the measurement device, the handheld device comprising: a screen; a button; a communication circuit configured to communicate with the measurement device and a computing device; and a processing system configured to receive non-measurement information from the measurement device, display the received information on the screen, and cycle the received information displayed on the screen based on an actuation of the button, wherein the handheld device is used to display a heat cycle event count of the measurement device.
1950 | Brain stimulation systems and methods | Systems and methods for brain stimulation. | 1. A stimulation system for stimulating a subject, the system comprising: a learning component and a consolidation component, wherein the learning component comprises: a learning visual stimulation apparatus comprising at least one first light source for delivering a visual stimulus selected by the subject to the subject while the subject is awake and learning a specific task; and one or more self-actuation input devices operably coupled to the learning visual stimulation apparatus and configured for self-actuation by the subject to deliver the selected visual stimulus from the learning visual stimulation apparatus to the subject when the subject is awake and learning the specific task; and wherein the consolidation component comprises: a monitoring apparatus comprising a sensor for monitoring the sleep state of the subject while the subject is asleep; a consolidation visual stimulation apparatus comprising at least one second light source for delivering the selected visual stimulus to the subject; and a controller operably coupled to the monitoring apparatus to receive input regarding the sleep state of the subject from the monitoring apparatus and operably coupled to the consolidation visual stimulation apparatus to operate the consolidation visual stimulation apparatus, wherein the controller utilizes the input from the monitoring apparatus to determine when the subject is in a particular sleep state, the particular sleep state being selected based on the specific task being learned by the subject while the subject was awake, and further wherein the controller operates the consolidation visual stimulation apparatus to deliver the selected visual stimulus to the subject during the particular sleep state.
1951 | Identifying a change in a home environment | A system and computer implemented method for detecting a change in a home environment for a visually impaired user is disclosed. The method may include monitoring the home environment using a set of sensors configured to collect environment data for a set of areas of the home environment. The method may also include detecting an environmental change in an area of the home environment. The method may also include providing, in response to a triggering event, a notification of the environmental change. | 1. A computer implemented method for detecting a change in a home environment for a visually impaired user, the method comprising: mapping, using a sonar mapping system, a first sonar map of a set of areas of the home environment; mapping, in response to receiving a noise alert from a sound detection system coupled to the sonar mapping system, a second sonar map of the set of areas; identifying an object of the second sonar map meeting an obstruction criterion; and providing a notification to the visually impaired user that the identified object meets the obstruction criterion, in response to an alert from a sleep sensor.
1952 | Wearable body sensor and system including the same | A body sensor, a system including the body sensor and a method of transmitting a biosignal are provided. A wearable body sensor includes a conductive electrode configured to conduct a biosignal from a body, a main board comprising a radio frequency (RF) communication circuit to generate an RF signal based on the biosignal, and an antenna disposed on the RF communication circuit to radiate the RF signal. | 1. A wearable body sensor comprising: a conductive electrode configured to conduct a biosignal from a body; a main board comprising a radio frequency (RF) communication circuit to generate an RF signal based on the biosignal; and an antenna disposed on the RF communication circuit to radiate the RF signal, the antenna comprising a signal pattern configured to transmit the RF signal and disposed parallel to and between ground patterns electrically connected to a ground layer, the signal pattern comprising a first section and a second section perpendicular to the first section, wherein the antenna further comprises air bridges disposed orthogonally relative to each other and configured to electrically connect the ground patterns, the signal pattern and a signal feeder disposed orthogonally to the signal pattern being underneath the air bridges.
1953 | Communication method, communication device and magnetic resonance tomography system with communication device | A communication method for communication between a first and a second communication apparatus, where at least one wanted signal is transmitted from the second communication apparatus to the first communication apparatus is provided. The method includes sending a first carrier signal at a first frequency using the first communication apparatus. The method also includes receiving the first carrier signal using the second communication apparatus and generating a second carrier signal at a second frequency. The method includes changing the second frequency and/or a specified phase angle, and/or modulating the second carrier signal in each case as a function of the wanted signal in order to generate a transmit signal. The transmit signal is sent by the second communication apparatus, and the transmit signal is received and demodulated in order to recover the wanted signal using the first communication apparatus. | 1. A communication method for communication between a first communication apparatus and a second communication apparatus, wherein at least one wanted signal is transmitted from the second communication apparatus to the first communication apparatus, the method comprising: sending, by a transmit device of the first communication apparatus, a first carrier signal at a first frequency; receiving, by a receive antenna of the second communication apparatus, the first carrier signal; generating a second carrier signal at a second frequency, the generating of the second carrier signal comprising supplying a mixer of the second communication apparatus with a signal received from the receive antenna and an output signal of a phase-locked loop circuit of the second communication apparatus and supplying an output signal of the mixer to an input of the phase-locked loop circuit via a filter of the second communication apparatus, an output signal of the phase-locked loop circuit being the second carrier signal, the second frequency being different than the first frequency and having a specified rational frequency ratio with respect to the first frequency and a specified phase angle to a phase of the first carrier signal; generating a transmit signal, the generating of the transmit signal comprising modulating, by a modulation circuit of the second communication apparatus, the second carrier signal in each case as a function of the at least one wanted signal; sending, by a transmit antenna of the second communication apparatus, the transmit signal using the second carrier signal; receiving, by a receive device of the first communication apparatus, the transmit signal; and recovering the at least one wanted signal, the recovering comprising demodulating, by a demodulation device of the first communication apparatus, the transmit signal.
1954 | Visual inspection device | A visual inspection device includes a body having a support portion and a grip portion extending from the support portion. The device also includes a flexible cable having a first end portion coupled to the body and a second end portion, and a camera assembly coupled to the second end portion of the flexible cable. The camera assembly includes an image sensor operable to transmit image data through the flexible cable. The device further includes a display supported by the support portion of the body. The display is electrically connected to the flexible cable to display image date from the image sensor. The device is powered by a rechargeable battery pack removably coupled to the body. | 1. A visual inspection device comprising: a body including a support portion, a grip portion extending from the support portion, and a stem extending from the support portion; a flexible cable including a first end portion and a second end portion; a camera assembly coupled to the second end portion of the flexible cable, the camera assembly including an image sensor and a light source, the image sensor operable to transmit image data through the flexible cable; a display supported by the support portion of the body, the display electrically coupled to the flexible cable to display images captured by the image sensor; a battery terminal supported by the grip portion, the battery terminal being electrically connected to at least the image sensor, the light source, and the display; and a rechargeable battery pack releasably secured to the body and engaging the battery terminal; and a connector assembly releasably coupling the flexible cable to the stem, the connector assembly including a stem connector portion supported on the stem, the stem connector portion having a first electrical connector positioned substantially in an end of the stem, a collar movably coupled to the stem, and an elastomeric member positioned between the stem and the collar, and a cable connector portion supported on the flexible cable, the cable connector portion having a plug connector positioned on the first end of the flexible cable and a second electrical connector positioned substantially within the plug connector and configured to mate with the first electrical connector, the plug connector having a threaded portion that is engaged by a threaded portion of the collar to secure the cable connector portion to the stem connector portion.
1955 | System and method for controlling authentication of a physiological acquistion device by a patient monitor | A patient monitor includes a data connector configured to connect to a corresponding data connector of an approved physiological data acquisition device to provide data transmission to and from the approved physiological data acquisition device, and a power connector configured to connect to a corresponding power connector of the approved physiological data acquisition device to provide power to the approved physiological data acquisition device. The patient monitor further includes a control module configured to detect connection of a corresponding power connector of an unidentified device at the power connection port and/or a corresponding data connector of the unidentified device to the data connector, and provide a limited power amount to the unidentified device through the power connector. The control module performs an authentication process to determine that the unidentified device is the approved physiological data acquisition device, and then provides a full power amount through the power connector to the approved physiological data acquisition device. | 1. A patient monitor comprising: a data connector configured to connect to a corresponding data connector of an approved physiological data acquisition device to provide data transmission to and from the approved physiological data acquisition device; a power connector configured to connect to a corresponding power connector of the approved physiological data acquisition device to provide power to the approved physiological data acquisition device; a control module configured to: detect connection of a corresponding power connector of an unidentified device to the power connector and/or a corresponding data connector of the unidentified device to the data connector; provide a limited power amount to the unidentified device through the power connector, wherein the limited power amount is sufficient to power the authentication process by the unidentified device, but is insufficient to power physiological data acquisition by the unidentified device; perform an authentication process to determine that the unidentified device is the approved physiological data acquisition device; and provide a full power amount through the power connector to the approved physiological data acquisition device so as to power physiological data acquisition by the physiological data acquisition device.
1956 | Method and apparatus for generating radiation | A method of generating radiation for a lithography apparatus. The method comprises providing a continuously renewing fuel target ( 50 ) at a plasma formation location ( 12 ) and directing a continuous-wave excitation beam ( 6 ) at the plasma formation location such that fuel within the continuously renewing fuel target is excited by the continuous-wave excitation beam to a radiation generating plasma. | 1. A radiation source configured for use in a lithographic apparatus, the radiation source comprising: a fuel target generator arranged to provide a continuously renewing fuel target at a plasma formation location; an excitation beam source arranged to direct a continuous-wave excitation beam to the plasma formation location such that, in use, fuel within the continuously renewing fuel target is excited by the continuous-wave excitation beam to generate a radiation generating plasma; and a sensor configured to receive a portion of the continuous-wave excitation beam and determine a position of the plasma formation location, wherein said fuel target generator comprises a nozzle for directing a liquid jet from a first location to a second location, the liquid jet being continuous between the first and second locations and comprising fuel for use in generating the radiation generating plasma, wherein the continuous liquid jet at least partially intersects the plasma formation location.
1957 | Hand-held medical-data capture-device having variation amplification and interoperation with an electronic medical record system on a specific segment of a network | In one implementation, an apparatus estimates body core temperature from an infrared measurement of an external source point using a cubic relationship between the body core temperature and the measurement of an external source point is described, estimates temperature from a digital infrared sensor and determines vital signs from a solid-state image transducer, or determines vital signs from a solid-state image transducer and estimates body core temperature from an infrared measurement of an external source point using a cubic relationship between the body core temperature and the measurement of an external source point; after which the estimated and/or determined information is transmitted to an external database. | 1. A non-touch thermometer to measure a temperature, the non-touch thermometer comprising: a microprocessor; a battery operably coupled to the microprocessor; a single button operably coupled to the microprocessor; a camera operably coupled to the microprocessor and operable to capture at least two images to a memory; wherein the microprocessor includes a pixel-examination-module that is operable to examine pixel values of the at least two images in the memory, a temporal-variation module that is operable to determine temporal variation of the pixel values between the at least two images, a signal processing module that is operable to amplify the temporal variation resulting in amplified temporal variation, and a vital-sign generator that is operably coupled to the signal processing module that generates at least one human vital sign from the temporal variation; a wireless communication subsystem that is operably coupled to the microprocessor and that is operable to transmit a representation of the at least one human vital sign.
1958 | Systems and methods for a continuous monitoring of analyte values | Systems and methods for a continuous monitoring of analyte values received from an analyte sensor system are provided. One method for a wireless data communication between an analyte sensor system and a mobile device involves storing identification information associated with a transceiver of the analyte sensor system, the identification information entered by a user of the mobile device via a custom application running on the mobile device; causing the custom application to enter a background mode; searching for advertisement signals; receiving an advertisement signal from the transceiver; authenticating the transceiver based on the identification information; prompting the user to bring the custom application to a foreground mode; causing the custom application to request a confirmation from the user that a data connection with the transceiver is desired; receiving the confirmation from the user; and completing the data connection with the transceiver. | 1. A method for a wireless data communication between an analyte sensor system and a plurality of display devices capable of displaying analyte values wirelessly received from the analyte sensor system, the method comprising: a processor of an analyte sensor system causing transmitting a first series of advertisement signals from a transceiver of the analyte sensor system; receiving at the transceiver of the analyte sensor system a first data connection request from a transceiver of a first display device; determining by the processor of the analyte sensor system that the first display device is identified in a first list containing one or more allowed display devices; establishing by the processor of analyte sensor system a first data connection between the transceiver of the analyte sensor system and the transceiver of the first display device; receiving a request from the transceiver of the first display device, wherein the request is for identifying the first display device in a second list, and wherein the second list stores information about a currently active display device configured to receive and display analyte values from the analyte sensor system; responsive to the request, transmitting from the analyte sensor system a first signal to the first display device indicating that the first display device is not identified, and a second display device that is different from the first display device is identified in the second list; receiving at the analyte sensor system a second signal from the first display device indicating that the first display device is a newly selected active display device; responsive to the second signal, changing by the processor of the analyte sensor system the second list, wherein the changing to the list includes indicating that the second display device is no longer the active display device, and selecting the first display device as the single currently active display device for receiving and displaying analyte values from the analyte sensor system; and terminating by the processor of the analyte sensor system the first data connection with the first display device.
1959 | Systems and methods for a continuous monitoring of analyte values | Systems and methods for a continuous monitoring of analyte values received from an analyte sensor system are provided. One method for a wireless data communication between an analyte sensor system and a mobile device involves storing identification information associated with a transceiver of the analyte sensor system, the identification information entered by a user of the mobile device via a custom application running on the mobile device; causing the custom application to enter a background mode; searching for advertisement signals; receiving an advertisement signal from the transceiver; authenticating the transceiver based on the identification information; prompting the user to bring the custom application to a foreground mode; causing the custom application to request a confirmation from the user that a data connection with the transceiver is desired; receiving the confirmation from the user; and completing the data connection with the transceiver. | 1. A method for a wireless data communication between an analyte sensor system and a mobile device, the method comprising: generating sensor data using the analyte sensor system coupled to a continuous analyte sensor; storing identification information associated with a transceiver of the analyte sensor system, the identification information entered by a user of the mobile device via a custom application running on the mobile device; causing the custom application to enter a background mode, and while the custom application is in the background mode: searching for advertisement signals generated by the analyte sensor system; receiving an advertisement signal from the transceiver; authenticating by the custom application the transceiver, wherein the authenticating step comprises: requesting a challenge value from the transceiver; receiving the challenge value from the transceiver; generating a hash value from the challenge value and the identification information; transmitting the hash value to the transceiver; and receiving a confirmation indicating a successful authentication from the transceiver, and prompting the user to bring the custom application to a foreground mode from the background mode; and while the custom application is in the foreground mode: causing the custom application to request a confirmation from the user that a data connection with the transceiver is desired; receiving the confirmation from the user; completing the data connection with the transceiver; and receiving the generated sensor data from the transceiver of the analyte sensor system.
1960 | Bands for measuring biometric information | In some aspects, a system is provided that includes (1) a wrist band having one or more sensors that measure biometric data of a user wearing the band; and (2) a display on the band that displays a message based on biometric data measured by the band. The message indicates a heart rate zone of the user. Numerous other aspects are provided. | 1. A system comprising: a mobile device of a user; and a wrist band having one or more sensors configured to measure biometric data of the user, the wrist band operative to communicate measured biometric data to the mobile device of the user, the wrist band and the mobile device of the user operative to: determine an age, temperature, and weight of the user; prompt the user to relax; determine calibration measurements taken while the user relaxes in response to the prompt; determine a baseline temperature of the user adjusted for an activity level of the user; determine a plurality of heart rate zones specific to the user based on the age, weight and calibration measurements; after determining the plurality of heart rate zones specific to the user, measure heart rate and temperature of the user while the user is wearing the wrist band; and display on the wrist band a message based on the heart rate and temperature measured by the wrist band, wherein the message indicates a heart rate zone of the user selected from the plurality of heart rate zones and a determined mood of the user based on the measured temperature relative to the activity level adjusted baseline temperature.
1961 | Mobile terminal and method of controlling the same | A mobile terminal according to the present invention includes a terminal main body, a user input unit provided at the terminal main body and capable of receiving a control command for executing a specific function, a sensor unit provided adjacent to the user input unit and capable of sensing biometric information during the reception of the control command, and a controller capable of executing the specific function based on the control command and calculating a blood pressure value using the biometric information. | 1. A mobile terminal comprising: a user input unit for receiving a control command for executing an authentication procedure; a sensor formed integrally with the user input unit, the sensor comprising a light-emitting unit a light-receiving unit, and a pressure sensor capable of sensing an external force; and a controller configured to: execute the authentication procedure in response to the control command; activate the sensor to emit light and receive light reflected from a portion of a user'ss finger in response to the same control command; and generate a blood pressure value based on the received light obtained via the activated sensor, wherein: the control command is generated when the user input unit is touched by the portion of the user'ss finger such that fingerprint information of the user is sensed by the sensor for the authentication procedure; the light-emitting unit is configured to emit the light to collect pulse wave information for generating the blood pressure value; the light-receiving unit is configured to receive the light reflected from the portion of the user'ss finger; and the controller is further configured to generate the blood pressure value based on pressure sensed by the pressure sensor and the pulse wave information corresponding to the sensed pressure when the fingerprint information matches a pre-stored fingerprint image.
1962 | Measurement information display apparatus, measurement information display system, and measurement information display method | A measurement information display system includes a measuring apparatus that measures biological and/or behavioral information of a user, and the measurement information display apparatus. The display apparatus includes a display unit with a screen; a communication unit that communications with the measuring apparatus to acquire the information, and a display control unit that causes the display unit to display a plurality of graphs on the screen, where the graphs represent the information. The graphs include a first graph located on a first portion of the screen and a second graph located on a second portion of the screen overlapping the first portion. | 1. An information terminal comprising: a communication unit configured to communicate measurement data with a physiological measurement apparatus; a control unit configured to: calculate sleep time information and calorie information including a total value of intake calories and a total value of consumed calories based on the measurement data, generate a first graph related to one of the sleep time information and the calorie information based on the calculated sleep time information or the calculated calorie information, and generate a second graph related to other one of the sleep time information and the calorie information based on the calculated sleep time information or the calculated calorie information; a display unit configured to display the first graph and the second graph; wherein: the first graph and the second graph are arranged in a first portion and a second portion along a virtual plane in a screen of the display unit such that the first graph and the second graph are reviewable at a same time, the control unit causes the display unit to display the first graph in the first portion and display the second graph in the second portion with a transmittance higher than the first graph, and display the second graph smaller than the first graph, the control unit updates the first graph and the second graph at the same time when the communication unit receives new measurement data from the physiological measurement apparatus, updating including: calculating updated sleep time information and updated calorie information based on the new measurement data, generating an updated first graph related to one of the updated sleep time information and the updated calorie information based on the calculated updated sleep time information or the calculated updated calorie information, and generating an dated second graph related to other one of the updated sleep time information and the updated calorie information based on the calculated updated sleep time information or the calculated updated calorie information.
1963 | Health monitoring and communications device | Devices, systems and methods for reconfigurable and/or updatable lightweight embedded devices or systems are disclosed. Via use of such a device, system, or method, various capabilities for a user are provided, simplified, secured, and/or made more convenient. The system may interact with various other devices or systems, including those that are cloud-based or communicate through the cloud, and may utilize various local sensors, in order to provide one or more of improved access, monitoring, diagnostics, and so forth. | 1. A device for being attached to a user or the user'ss clothing, the device having a length, a width, and a thickness, the device comprising: (a) electronic circuity, a first power source, and a display; (b) a thickness of ¼″ or less; and (c) the device being configured to communicate with and receive data from one or more medical devices, wherein the one or more medical devices are selected from one or more of the group consisting of: a blood glucose meter; a pacemaker; a blood pressure monitor; an insulin pump; a pulse oximeter; a hotter monitor; an electrocardiograph; an electroencephalograph; a blood alcohol monitor; an alcohol breathalyzer; an alcohol ignition interlock; a respiration monitor; an accelerometer; a skin galvanometer; a thermometer; a patient geolocation device; a scale; an intravenous flow regulator; a patient height measuring device; a biochip assay device; a monitor for biological agents; a hazardous chemical agent monitor; an ionizing radiation sensor; a sphygmomanometer; a loop recorder; a spirometer; an event monitor; a prothrombin time (PT) meter; an international normalized ratio (INR) meter; a tremor sensor; and a defibrillator.
1964 | Surgical instrument battery pack with voltage polling | A method of operating a medical device comprises electrically connecting a power device to the medical device. The method further comprises sensing at least one characteristic of the medical device with the power device. The method further comprises adjusting or maintaining one or more characteristics of an electrical connection feature of the power device according to the at least one observed characteristic such that the electrical connection feature of the power device is operationally compatible with an electrical connection feature of the medical device. The method further comprises operating the power device according to an operational profile associated with the medical device. | 1. A method of operating a medical device, comprising the following steps: (a) electrically connecting a power device having a processor to the medical device, wherein the power device comprises at least one battery configured to provide operational power to the medical device, wherein electrically connecting the power device to the medical device includes connecting an electrical connection feature of the power device to a complementary electrical connection feature of the medical device; (b) sensing with the power device at least one characteristic of the medical device, wherein sensing the at least one characteristic of the medical device comprises providing partial power to the medical device; (c) after sensing the at least one characteristic of the medical device, adjusting with the processor one or more characteristics of the electrical connection feature of the power device based on the at least one sensed characteristic of the medical device such that the electrical connection features of the power device and medical device are operationally compatible; and (d) operating the power device according to an operational profile associated with the medical device.
1965 | Systems and methods for correction of artificial deformation in anatomic modeling | Systems and methods are disclosed for correcting for artificial deformations in anatomical modeling. One method includes obtaining an anatomic model; obtaining information indicating a presence of an artificial deformation of the anatomic model; identifying a portion of the anatomic model associated with the artificial deformation; estimating a non-deformed local area corresponding to the portion of the anatomic model; and modifying the portion of the anatomic model associated with the artificial deformation, based on the estimated non-deformed local area. | 1. A computer-implemented method of correcting anatomical modeling, the method comprising: obtaining a plurality of patient-specific images including a vessel and a portion of myocardial tissue; generating or receiving an anatomic model based on the obtained patient-specific images; determining a portion of the anatomic model including an artificial deformation; determining, of the plurality of patient-specific images, a set of images associated with the portion of the anatomic model; determining, for each image of the set of images, a region of the image which includes a representation of the vessel; determining, for each region, a value of an image characteristic; identifying, based on the image characteristic of each image region, a set of image regions which include a representation of myocardial tissue; determining, based on the image region(s) of the set of image regions, an amount that the vessel intersects with the myocardial tissue or determining any tapering of the vessel; and determining an extent of myocardial bridging, based on the amount that the vessel intersects with the myocardial tissue or based on determined tapering of the vessel.
1966 | Finger controlled medical device interface | A wearable remote control worn on a finger of a user is provided. The wearable remote control is for use with a medical equipment component. The wearable remote control has a housing, a switch located on the housing, the switch configured to provide a control signal to a control module, and an interface connector attached to the housing and the switch. The interface convector connects the wearable remote control to the control module. The housing of the wearable remote control may include a collar worn around the finger. | 1. A wearable remote control system for use with a medical navigation system to control a medical equipment component including a robotic arm supporting an imaging system, the wearable remote control system comprising: a wearable remote control module configured to be worn adjacent to a wrist of a user and configured to be wearable underneath a surgical glove; a wearable remote control configured to be worn on a finger of a user, and configured to be wearable underneath the surgical glove, the wearable remote control comprising: a thin and flexible housing; a plurality of thin and flexible switches located on the housing, the switches configured to provide a control signal receivable by the wearable control module of the wearable remote control system via a plurality of signal lines, the switches being flat or two-dimensional; a thin board located underneath the switches; and an interface connector coupled with the housing and the switches, the interface connector enabling communication between the wearable remote control and the wearable control module; and the wearable control module being configured to: receive the control signal from the wearable remote control; and send the control signal to the medical navigation system for controlling at least one of the robotic arm and a zoom level of the imaging system, wherein the wearable remote control system is configured to be worn by the user while the user is holding surgical tools in a bimanual procedural position.
1967 | Prophylactic kit apparatus | A prophylactic kit apparatus configured to be used with only a single patient includes a plurality of sealed modules and a housing configured to contain those sealed modules such that only one of the plurality of sealed modules can be removed from the housing at a time. This kit may include a physically-discrete informational patient aid disposed within the housing and having information disposed thereon. By one approach these physically-discrete informational patient aids can have a bookmark form factor. So configured, a medical services provider can readily provide the physically-discrete informational patient aid to a patient to thereby facilitate the patient becoming informed regarding the corresponding prophylactic service with little or no burden on the service provider. | 1. A prophylactic kit apparatus configured to be used with only a single patient in order to prevent at least one specific predetermined malady, comprising: a plurality of sealed modules, wherein at least a plurality of the sealed modules contain at least one prophylactic agent to be used in service of the patient to prevent the at least one specific predetermined malady and where at least one of the sealed modules contains an instrument configured to be used with prophylactic agents from others of the plurality of sealed modules in service of the patient to prevent the at least one specific predetermined malady, and wherein the sealed modules are to be used in a particular order in service of the patient; a housing configured to contain the plurality of sealed modules such that only one of the plurality of sealed modules can be removed from the housing at a time and in the particular order.
1968 | Actuator system with battery pack | Adjustable article of furniture comprising at least one adjustable element and furnished with an actuator system comprising at least one electrically driven linear actuator with an electrical motor and an electrical controller with an operation device, wherein the system in equipped with a battery pack for operating the system during mobile situations, where a mains supply is not readily available. The battery pack is equipped with a frontend, which allows for the battery pack to be retrofitted on existing actuator systems, without compromising the functionality of the actuator system in connection with charging of the battery. Moreover, the frontend is adapted to facilitate continued viewing of remaining power on the battery pack even though the technology of the battery pack is replaced, e.g. from lead battery to lithium ion battery. | 1. An adjustable article of furniture comprising at least one adjustable element and an actuator system for adjusting the adjustable element wherein the actuator system comprises: at least one electrically driven linear actuator and a driven drive wheel, a controller with an operation device, connection means for a power supply via mains, a power supply including a battery pack with rechargeable batteries of a first type, wherein the actuator system includes a frontend as an interface for the battery pack which enables the battery pack to be supplied with a second type of rechargeable batteries different than the first type of rechargeable batteries wherein the battery pack with the second type of rechargeable batteries is emulated to the actuator system as the battery pack containing the first type of rechargeable batteries, wherein said frontend is configured to adapt, during an idle period where a current draw from said battery pack having said second type of rechargeable batteries is below a predetermined threshold, an output voltage of the battery pack with the second type of rechargeable batteries so as to correspond to that of the battery pack with the first type of rechargeable batteries having the same remaining capacity.
1969 | Dose request systems and methods | A dose request device for a medicament delivery device can include a housing, a dose request button, a short-range non-contact identifier, a communication interface configured to communicate with the medicament delivery device, and a controller. The short-range non-contact identifier can be configured to be capable of reading an identification code from a tag when the tag is disposed within a first range and not to be able to read the identification code from the tag when the tag is disposed beyond a second range. The controller can be configured and programmed to determine whether the identification code read by the short-range non-contact identifier matches any authorized identification code of a set of one or more authorized identification codes, and if so, and if the dose request button is pressed, the controller can then communicate a dose request to the medicament delivery device via the communication interface. | 1. A dose request device for a medicament delivery device, comprising: a housing; a dose request button associated with the housing; a short-range non-contact identifier associated with the housing, the short-range non-contact identifier being capable of reading an identification code from a tag when the tag is disposed within a first range and not being able to read the identification code from the tag when the tag is disposed beyond a second range; a communication interface configured to communicate with the medicament delivery device; a controller operatively coupled to the dose request button, the short-range non-contact identifier, and the communication interface, the controller configured and programmed to: determine whether the identification code read by the short-range non-contact identifier matches any authorized identification code of a set of one or more authorized identification codes; and if the identification code read by the short-range non-contact identifier matches any authorized identification code of the set of one or more authorized identification codes, and if the dose request button is pressed, communicate a dose request to the medicament delivery device via the communication interface, and if the identification code read by the short-range non-contact identifier does not match any authorized identification code of the set of authorized identification codes, and if the dose request button is pressed, not communicate the dose request to the medicament delivery device via the communication interface.
1970 | System and method for providing alerts optimized for a user | Systems and methods are disclosed that provide smart alerts to users, e.g., alerts to users about diabetic states that are only provided when it makes sense to do so, e.g., when the system can predict or estimate that the user is not already cognitively aware of their current condition, e.g., particularly where the current condition is a diabetic state warranting attention. In this way, the alert or alarm is personalized and made particularly effective for that user. Such systems and methods still alert the user when action is necessary, e.g., a bolus or temporary basal rate change, or provide a response to a missed bolus or a need for correction, but do not alert when action is unnecessary, e.g., if the user is already estimated or predicted to be cognitively aware of the diabetic state warranting attention, or if corrective action was already taken. | 1. A non-transitory computer readable medium, comprising instructions for causing a computing environment to perform a method of dynamically adjusting or tuning user alerts based on a cognitive awareness determination, thereby providing data relevant to treatment of a diabetic state warranting attention, the method comprising steps of: identifying a current or future diabetic state warranting attention, the identifying based at least partially on a glucose concentration value; estimating or predicting a cognitive awareness of the user of the identified current or future diabetic state warranting attention; and if the result of the estimating or predicting is that the user is cognitively unaware of the identified current or future diabetic state warranting attention, then transmitting an indication of the diabetic state warranting attention to a medicament pump, whereby the user is only treated for the diabetic state warranting attention if and at a time that the user is unaware of the diabetic state warranting attention.
1971 | Medical equipment servicing | Systems and techniques for centralized management and servicing of medical equipment such as automated external defibrillators (AEDs) are described herein. A medical equipment management system is described that includes a database that includes status information for a plurality of AEDs, wherein the status information includes a functional status for one or more of the plurality of AEDs, and a computer configured to receive status updates from the plurality of AEDs, update the status information in the database with the status updates, receive a request to access the status information for the plurality of AEDs, and send the status information for the plurality of AEDs, wherein the status information for the plurality of AEDs is grouped based on user-defined geographic regions in which the plurality of AEDs is located and indicates one or more sites associated with the plurality of AEDs. | 1. A medical equipment management system comprising: a database that includes status information for a plurality of automated external defibrillators (AEDs) wherein the status information comprises a functional status for one or more of the plurality of AEDs; a computer configured to: receive status updates from the plurality of AEDs; update the status information in the database with the status updates; receive a request to access the status information for the plurality of AEDs, send the status information for the plurality of AEDs, wherein the status information for the plurality of AEDs is grouped based on user-defined geographic regions in which the plurality of AEDs is located and indicates one or more sites associated with the plurality of AEDs; and a user interface communicatively coupled to the computer and configured to display color-coded icons indicative of the functional status of the one or more of the plurality of AEDs.
1972 | Synchronized exercising and singing | A computer-implemented method and system facilitating a karaoke performance while exercising during an individual exercise session or group exercise class are disclosed. An indication of a song to be performed during the session or exercise class is received. At least one computer-readable karaoke file corresponding to the song is retrieved. The at least one computer-readable karaoke file may comprise common data elements, at least two independent karaoke data streams and exercise-related data elements. From a first class participant a selection of a first data stream of the at least two independent karaoke data streams is received. From a second class participant a selection of a second data stream of the at least two independent karaoke data streams is received. The presentation of the common data elements and the exercise-related data elements on a display common to the first and the second class participants is directed. The presentation of the first karaoke data stream on a display unique to the first class participant is directed. The presentation of the second karaoke data stream on a display unique to the second class participant is directed. The presentation of the common data elements, the exercise-related data elements, the first data stream and the second data stream may be synchronized. | 1. A computer-implemented method for facilitating a karaoke performance while exercising during an individual exercise session or group exercise class, comprising: receiving an indication of a song to be performed during said session or exercise class; retrieving at least one computer-readable karaoke file corresponding to said song, wherein said at least one computer-readable karaoke file comprises common data elements, at least two independent karaoke data streams and exercise-related data elements; receiving from a first class participant a selection of a first karaoke data stream of said at least two independent karaoke data streams; receiving from a second class participant a selection of a second karaoke data stream of said at least two independent karaoke data streams; directing presentation of said common data elements and said exercise-related data elements on a display common to said first and said second class participants; directing presentation of said first karaoke data stream on a display unique to said first class participant; and directing presentation of said second karaoke data stream on a display unique to said second class participant, wherein the presentation of said common data elements, said exercise-related data elements, said first karaoke data stream and said second karaoke data stream are synchronized.
1973 | Smart sport device | An Internet of Thing (IoT) sport device includes a body with a processor, a camera and a wireless transceiver coupled to the processor. | 1. A board, comprising: a body; a processor coupled to a wireless transceiver; a camera in the body to detect distance from another object; and an accelerometer disposed within the body to detect acceleration of the board; and a module to compare a professional motion with a user motion for improving user motion.
1974 | CMUT assembly with acoustic window | In some examples, a capacitive micromachined ultrasonic transducer (CMUT) apparatus includes one or more CMUTs formed on a CMUT substrate to have an operational direction facing away from the CMUT substrate. A first layer of a first material is disposed over the one or more CMUTs for passing acoustic energy to or from the one or more CMUTs in the operational direction. The first layer may be a solid, liquid, gel, or colloid. Further, a second layer of a second material may be disposed over the first layer and may be a different material from the first material. In some cases, the second layer may be a solid with an inner surface having a curvature facing the first layer. Additionally, or alternatively, in some cases, the acoustic impedance of the first material and the second material may be between 1 and 2 MRayl. | 1. A capacitive micromachined ultrasonic transducer (CMUT) apparatus comprising: one or more CMUTs; an acoustic window; and a coupling medium to couple an acoustic wave between the CMUT and the acoustic window, wherein the acoustic window includes an inner surface facing the coupling medium, the inner surface having a curvature.
1975 | Portable instant cooling system with controlled temperature obtained through timed-release liquid or gaseous CO2 coolant for general refrigeration use in mobile and stationary containers | Standalone and self-contained cooling systems using compressed liquid and/or gas C02 containers positioned in an insulated or non-insulated vessel and consisting of a specially designed unit where the containers are vertically positioned in an upright or upside-down position. The liquid and/or gas CO2 coolant is then released into capillary tube(s) embedded into a heat transfer plate or heat exchanger thus leveraging the C02 coolant properties. The temperature is controlled by a metering C02 releasing system encompassing an electronic control device which can be operated remotely and/or via a touch screen and which sends alerts when pre-defined thresholds are exceeded. The invention's metering C02 releasing system may be triggered by an electronic or a thermostatic valve or may be triggered manually or by an electronic solenoid. The invention's cooling system also encompasses check valves, which avoid liquid and/or gas C02 from escaping when removing or replacing C02 containers individually. | 1. A liquid and/or gas cooling system, comprising: a. at least one compressed liquid and/or gas CO2 container; b. a CO2 refrigerant retained within an interior chamber surrounded by a circumferential sidewall and top of each of said at least one compressed liquid and/or gas CO2 container; c. a heat transfer plate having at least an upper surface; d. a manifold block affixed to said upper surface of said heat transfer plate, the manifold block having a body adjacent to an end of the heat transfer plate, female mating threads, and e. said at least one CO2 compressed liquid and/or gas container having a member in fluid communication with said interior chamber of said at least one compressed liquid and/or gas CO2 container, the member having a circumferential sidewall with mating male threads, the at least one compressed liquid and/or gas CO2 container placed in an inverted condition with the male mating threads engaged with and threaded onto the female mating threads so that the at least one compressed liquid container is retained in an inverted condition in the at least one opening of the manifold block; f. at least one check valve between the manifold block and the retained at least one compressed liquid and/or gas CO2 container, the at least one check valve connected to at least one releasing valve releasing compressed liquid and/or gas CO2 to a capillary tube embedded in the heat transfer plate; and g. the at least one releasing valve as part of a metering CO2 control releasing system, which is controlled or actuated selected from the group consisting of manually, electromechanically, electronically or thermostatically, to release liquid and/or gas CO2 from at least one compressed liquid and/or gas CO2 container into the cooling system, the at least one releasing valve metering and controlling the release of compressed liquid and/or gas CO2 from the at least one compressed liquid and/or gas CO2 container.
1976 | Communication device for primates, in particular persons, and method for operating such a device | Communication device for primates, in particular persons, including at least one electrically conductive first surface to be touched by a first primate, at least one electrically conductive second surface to be touched by at least one second primate, and at least primary electronic circuit electrically connecting said first surface and said second, said primary electronic circuit having: at least one detection element for measuring at least one resistance value of a secondary electronic circuit formed by at least the primary electronic circuit, a first primate touching said first surface, at least one second primate touching said second surface, and the first primate and the other least second primate touching each other, and at least one output for producing a specific signal representing the specific resistance value detected by said at least one detection element. | 1. Communication device for primates, in particular persons, comprising: at least one electrically conductive first surface to be touched by a first primate, at least one electrically conductive second surface to be touched by at least one second primate, and at least one primary electronic circuit electrically connecting said first surface and said second, said primary electronic circuit comprising: at least one detection element for measuring at least one resistance value of a secondary electronic circuit formed by at least the primary electronic circuit, a first primate touching said first surface, at least one second primate touching said second surface, and the first primate and the other least second primate touching each other, at least one output for producing a specific signal representing the specific resistance value detected by said at least one detection element, and at least one control unit connected to both the at least one detection element and the at least one output, wherein at least one output is configured to generate an acoustic signal, wherein said control unit is configured to register a resistance pattern formed by the development of the detected resistance value as a function of time, wherein said control unit and/or said at least one output being configured to produce at least one specific signal at least partially based upon said registered resistance pattern, by using at least one signal content database, wherein at least one signal content database is a sound database, and wherein the primary electronic circuit comprises at least one database with cross-references at least between predefined resistance patterns related information and predefined signal related information, wherein the control unit is configured to compare the monitored pattern with the predefined resistance patterns related information as stored in the database, and to control at least one output to generate at least one predefined acoustic signal derived from said sound database, in case of sufficiently matching between the monitored resistance pattern and at least one predefined pattern.
1977 | Identifying a change in a home environment | A system and computer implemented method for detecting a change in a home environment for a visually impaired user is disclosed. The method may include monitoring the home environment using a set of sensors configured to collect environment data for a set of areas of the home environment. The method may also include detecting an environmental change in an area of the home environment. The method may also include providing, in response to a triggering event, a notification of the environmental change. | 1. A computer implemented method for detecting a change in a home environment for a visually impaired user, the method comprising: capturing, by an image capturing system, a first set of images for a set of areas of the home environment, the first set of images including one or more objects, each of the one or more objects having a respective first position in the first set of images; while the visually impaired user is not located within the home environment, capturing a second set of images for the set of areas of the home environment in response to receiving a motion alert from a motion detection system coupled to the image capturing system, the second set of images including the one or more objects; while the visually impaired user is not located within the home environment, comparing the first set of images with the second set of images to identify an object of the one or more objects having a respective second position in the second set of images, the respective second position of the identified object in the second set of images being different from the respective first position of the identified object in the first set of images such that the identified object meets an obstruction criterion; and in response to detecting arrival of the visually impaired user at the home environment, providing a notification to the visually impaired user that the identified object meets the obstruction criterion.
1978 | Load voltage control device, electronic endoscope and electronic endoscope system | A load voltage control device, comprising: a load disposed in a tip portion; a power supply circuit and a controller disposed in a proximal end portion; and a cable connecting the tip portion with the proximal end portion, the cable comprising a first and second power supply lines, the power supply circuit comprising at least one power supply, wherein the controller operates to: obtain a voltage applied to the load based on a voltage applied to an input point of the first power supply line, a current flowing through the first power supply line, a voltage applied to an input point of the second power supply line and a current flowing through the second power supply line; and adjust the power supply voltage by controlling the at least one power supply so that the voltage applied to the load becomes substantially equal to a predetermined reference voltage. | 1. An electronic endoscope, comprising: an image pickup device disposed in a tip portion of the electronic endoscope; a power supply circuit disposed in a proximal end portion of the electronic endoscope; a controller disposed in the proximal end portion of the electronic endoscope; and a cable connecting the image pickup device with the power supply circuit, the cable comprising a first power supply line and a second power supply line, both of which serve to transmit a power supply voltage to the image pickup device, the power supply circuit comprising at least one power supply that generates the power supply voltage and outputs the power supply voltage to the first power supply line and the second power supply line, wherein the controller operates to: obtain a voltage applied to the image pickup device based on a voltage applied to an input point of the first power supply line, a current flowing through the first power supply line, a voltage applied to an input point of the second power supply line, a current flowing through the second power supply line, a loss per a unit length of each of the first power supply line and the second power supply line, and a ratio of length between the first power supply line and the second power supply line; and adjust the power supply voltage generated by the at least one power supply by controlling the at least one power supply so that a difference between the voltage applied to the image pickup device and a predetermined reference voltage is corrected.
1979 | Electronic ecosystem for medical examination room | A system comprises a storage device, a piece of medical equipment, a portable computing device, and a hub portal. The piece of medical equipment has at least one electrically powered feature and comprises either a medical examination table or a storage cabinet. The storage device is operable to store data and is remotely located relative to the first piece of medical equipment and relative to the portable computing device. The hub portal is operable to provide communication of one or both of data or commands between the storage device, the piece of medical equipment, and the portable computing device. A method includes enablement or activation of an electrically powered feature of medical equipment upon entry of a portable computing device into a medical examination room. The method also includes disablement or further activation of the electrically powered feature upon exit of the portable computing device from the medical examination room. | 1. A system comprising: (a) a storage device, wherein the storage device is configured to store data; (b) a storage cabinet having an electrically powered lock, wherein the lock is configured to selectively provide or prevent access to contents of the storage cabinet, wherein the storage cabinet is remotely located relative to the storage device, wherein the storage cabinet is located in a room; (c) a portable computing device, wherein the portable computing device is remotely located relative to the storage device; (d) a hub portal, wherein the hub portal is configured to transmit communication data between the hub portal and the storage device, wherein the hub portal is configured to transmit communication data between the hub portal and the storage cabinet, wherein the hub portal is configured to transmit communication data between the hub portal and the portable computing device; wherein the portable computing device or the hub portal is configured to issue a command to the lock of the storage cabinet to selectively provide or prevent access to contents of the storage cabinet based on a presence or absence of the portable computing device in the room.
1980 | Enabling data communication between an implantable medical device and a patient management system | Embodiments of the invention provide methods, systems, and devices for enabling data communication between an IMD and a host computer. In one embodiment, a device is provided that comprises a frequency and protocol agile transceiver capable of communicating with an IMD via a first communications link and with a host computer via a second wireless communications link, wherein the first wireless communication link is configured for substantially shorter communication range than the second wireless communication link. An apparatus is provided according to another embodiment of the invention that comprises an interface between an IMD and a communications device, such as a wireless telephone or a two-way wireless pager. The interface can communicate directly with the IMD to retrieve clinical data stored in the IMD and can utilize the communications device to transmit the clinical data to a host computer. | 1. An apparatus for enabling data communication between an implantable medical device and a host computer, comprising: a first transceiver dedicated to communicated with the implantable medical device via a short range wireless communications link; a second transceiver dedicated to communicating with the host computer via a long range wireless communications link in a second state; a central processing unit; a memory; and a program capable of executing on the central processing unit operative to periodically interrogate the implantable medical device for clinical data in the first state.
1981 | Event-based responder dispatch | Dispatch-aiding communications between computing devices of a responder and a dispatch unit include a computing device of the responder determining that an event occurred, automatically sending an indication of the event to a computing device of the dispatch unit, receiving a request for information from the computing device of the dispatch unit, obtaining the information requested by the computing device of the dispatch unit, and sending the information requested by the computing device of the dispatch unit to the computing device of the dispatch unit. The computing device of the dispatch unit sends the request for information to the computing device of the responder in response to receiving the indication of the event. | 1. A non-transitory computer-readable medium having instructions embodied thereon for managing a plurality of responders, wherein each responder of the plurality of responders has a respective computing device, wherein the instructions, in response to execution by a dispatch computing device, cause the dispatch computing device to: determine that the computing devices of the plurality of responders are located in proximity to a location or event in accordance with location information received via electronic communication from each computing device of the plurality of responders; receive from each computing device indicia of at least one of an agency associated with the respective computing device, an agency associated with the responder that has the respective computing device, a seniority of the responder that has the respective computing device, and a nature of the event; determine a hierarchy of the plurality of responders in accordance with the indicia from each computing device and the determination that the computing devices of the plurality of responders are located in proximity to the location or event; transmit a message to each computing device of the plurality of responders, the message includes indicia of the hierarchy; and establish a communication link between the computing devices of the plurality of responders, wherein the computing devices of the plurality of responders are configured to communicate with each other via the communication link in accordance with the hierarchy.
1982 | Secure communication architecture for medical devices | In one implementation, a computer-implemented method of establishing a secure wireless communication connection between an insulin pump device and a mobile computing device includes receiving, at a mobile computing device, a device identifier for the insulin pump device; obtaining, by the mobile computing device, device information for the insulin pump device from a remote server system using the device identifier; establishing, by the mobile computing device, a secure wireless connection with the insulin pump device using, at least in part, the device information; authenticating, by the mobile computing device, the insulin pump device based on asymmetric key verification using the public key for the insulin pump; and securely communicating, by the mobile computing device and in response to authenticating the insulin pump device, information with the insulin pump device. | 1. A computer-implemented method of establishing a secure wireless communication connection between an insulin pump device and a mobile computing device, the method comprising: receiving, at a mobile computing device, a device identifier for the insulin pump device, wherein the insulin pump device includes an insulin reservoir to store insulin to be administered to a user, a pump assembly to delivery insulin from insulin reservoir to the user, and a controller to control operation of the pump assembly according, at least in part, to commands provided to the insulin pump by the mobile computing device; obtaining, by the mobile computing device, device information for the insulin pump device from a remote server system using the device identifier, wherein the device information includes, at least, a public key for the insulin pump device, wherein the insulin pump device has a corresponding private key that is stored locally by the insulin pump device; establishing, by the mobile computing device, a secure wireless connection with the insulin pump device using, at least in part, the device information; authenticating, by the mobile computing device, the insulin pump device based on asymmetric key verification using the public key for the insulin pump; permitting, by the mobile computing device, pass-through encryption between the insulin pump device and the remote server system in response to authenticating the insulin pump device, wherein the insulin pump device is programmed to obtain, at least, a public key for the mobile computing device the from the remote server system; communicating with the insulin pump device to authenticate the mobile computing device with the insulin pump device, wherein the communicating with the insulin pump device to authenticate the mobile computing device with the insulin pump device comprises: receiving, at the mobile computing device, a challenge message from the insulin pump device; generating, by the mobile computing device, a response message and a hash of the response message; encrypting, by the mobile computing device, the hash using a private key that corresponds to the public keys, and appending the encrypted hash to the response message; and transmitting, by the mobile computing device, the response message with encrypted hash to the insulin pump device.
1983 | Systems and methods for processing and transmitting sensor data | Systems and methods for processing, transmitting and displaying data received from an analyte sensor, such as a glucose sensor, are provided. The data can be displayed on a hand-held display device having a display such as a key fob device including a user interface, such as an LCD and one or more buttons allows a user to view data, and a physical connector, such as USB port. | 1. A method for transmitting data between a communication device associated with an analyte sensor and another communication device configured to provide user access to analyte values and/or information derived from analyte values, comprising: generating sensor data using a first communication device coupled to a continuous analyte sensor of an analyte sensor system; switching the first communication device among a plurality of transmission window states, the plurality of transmission window states including: a first transmission window state in which the first communication device does not open a transmission window, a second transmission window state in which the first communication device periodically opens a transmission window at a first frequency to facilitate communication with a display device configured to provide user access to analyte values or information derived from analyte values, and a third transmission window state in which the first communication device periodically opens a transmission window at a second frequency that is less than the first frequency, wherein the first communication device switches from the second transmission window state to the third transmission window state responsive to a determination of a successful pairing of the first communication device with the display device, and availability of the sensor data generated from the continuous analyte sensor of the analyte sensor system; and transmitting one or more beacons during one of the transmission window state.
1984 | Mobile X-ray apparatus | A mobile X-ray apparatus includes: an X-ray radiation device configured to emit X-rays; a controller configured to control the X-ray radiation device; a power supply configured to supply operating power to the X-ray radiation device and the controller from a lithium ion battery and control overcurrent that occurs during emission of the X-rays by the X-ray radiation device; and a charger configured to charge the power supply. | 1. A mobile X-ray apparatus comprising: an X-ray radiation device configured to emit X-rays; a controller configured to control the X-ray radiation device; and a power supply comprising: a lithium ion battery, a discharge field effect transistor (FET) configured to be connected to the lithium ion battery to supply operating power to the X-ray radiation device and the controller, a first current sensor connected in series to the discharge FET and the lithium ion battery and configured to detect an overcurrent that occurs during an emission of the X-rays, and a battery management system (BMS) configured to detect an occurrence of an overcurrent in the lithium ion battery via the first current sensor, and to control an overcurrent; and a charger configured to charge the lithium ion battery, wherein the BMS is configured to detect an occurrence of an overcurrent via the first current sensor in response to receiving an X-ray emission preparation signal.
1985 | Extreme ultraviolet light generation system | An extreme ultraviolet light (EUV) generation system is configured to improve conversion efficiency of energy of a laser system to EUV energy by improving the efficiency of plasma generation. The EUV generation system includes a target generation unit configured to output a target toward a plasma generation region in a chamber. The laser system is configured to generate a first pre-pulse laser beam, a second pre-pulse laser beam, and a main pulse laser beam so that the target is irradiated with the first pre-pulse laser beam, the second pre-pulse laser beam, and the main pulse laser beam in this order. In addition, the EUV generation system includes a controller configured to control the laser system so that a fluence of the second pre-pulse laser beam is equal to or higher than 1 J/cm2and equal to or lower than a fluence of the main pulse laser beam. | 1. An extreme ultraviolet light generation system comprising: a chamber; a target generation unit configured to output a target toward a plasma generation region in the chamber; and a laser system including a first pre-pulse laser apparatus configured to generate a first pre-pulse laser beam with which the target is irradiated, a second pre-pulse laser apparatus configured to generate a second pre-pulse laser beam after the first pre-pulse laser beam is generated, the second pre-pulse laser beam having a pulse duration longer than a pulse duration of the first pre-pulse laser beam, and a main pulse laser apparatus configured to generate a main pulse laser beam after the second pre-pulse laser beam is generated.
1986 | Biocompatible ribbon cable with narrow folded section | A biocompatible, micro-fabricated ribbon cable is described in which at least one set of conductors diverges laterally into a bypass wing that forms an aperture through the ribbon cable. The bypass wing is folded in a line through the aperture and over a central portion of the ribbon cable, resulting in a ribbon cable with a narrow, stacked region. The narrow region can fit through small incisions in membranes, such as through an incision in a sclera of an eyeball. The ribbon cable can have an integrally-formed electrode array for attaching to a retina of an eyeball and other electronics for sending signals to the electrode array. | 1. A ribbon cable apparatus configured for implantation into a subject, the apparatus comprising: a ribbon cable having: a first aperture integrally formed therethrough, an electrical conductor passing on one side of the first aperture and another electrical conductor passing on another side of the first aperture, the ribbon cable being laterally folded over into a stack with a longitudinal crease through the first aperture; and a second aperture integrally formed through the ribbon cable and lateral to the first aperture, the ribbon cable having a second longitudinal crease through the second aperture, the ribbon cable being laterally folded over or under the stack along the second longitudinal crease, wherein a portion of the folded-over ribbon cable between the apertures is narrower than a portion of the folded-over ribbon cable not between the apertures.
1987 | Systems and methods for hybrid radio communication for medical telemetry | A portable telemetry device includes a measurement component, a unidirectional radio, a bidirectional radio, and a communication component. The measurement component is configured to receive, from at least one sensor, physiological data representative of a physiological condition of a patient. The unidirectional radio is configured to transmit signals in a first wireless frequency band. The bidirectional radio is configured to transmit and receive signals in a second wireless frequency band different from the first wireless frequency band. The communication component is configured to transmit the physiological data using the unidirectional radio and transmit and receive control data using the bidirectional radio. | 1. A portable telemetry device comprising: a measurement component configured to receive, from at least one sensor, physiological data representative of a physiological condition of a patient; a unidirectional radio configured to transmit signals in a first wireless frequency band; a bidirectional radio configured to transmit and receive signals in a second wireless frequency band, wherein the second wireless frequency band does not overlap with the first wireless frequency band; and a communication component configured to: in a default routing configuration, transmit the physiological data using the unidirectional radio and simultaneously transmit and receive control data using the bidirectional radio, wherein the control data is used for controlling operation of the portable telemetry device, and in a backup routing configuration, switch the physiological data between the non-overlapping frequency bands of the unidirectional radio and the bidirectional radio, such that the physiological data is transmitted using the bidirectional radio and the control data is received using the bidirectional radio, wherein the communication component is configured to transition from the default routing configuration to the backup routing configuration in response to a determination that the unidirectional radio is disconnected from a corresponding receiver, said portable telemetry device being configured as a single, portable, patient-associated, hybrid unit.
1988 | Systems and methods for processing ECG data | A computer-implemented method for processing ECG data may include: receiving ECG data representing a plurality of heartbeats; analyzing the ECG data to determine whether each of the plurality of heartbeats is a normal heartbeat or an abnormal heartbeat; associating each of the abnormal heartbeats with an existing template or a new template; receiving input related to each new template, wherein the input includes either: a) a confirmation that the new template represents an abnormal heartbeat, or b) a reclassification of the new template as representing a normal heartbeat or a different abnormal heartbeat; and in response to the user input, updating a label of each of the heartbeats associated with each confirmed new template and each of the heartbeats associated with each reclassified new template. | 1. A computer-implemented method for processing ECG data, comprising: receiving, over an electronic network, ECG data, wherein the ECG data represents a plurality of heartbeats; analyzing the ECG data, by at least one processor, to determine whether each of the plurality of heartbeats is a normal heartbeat or an abnormal heartbeat; associating, by the at least one processor, each of the abnormal heartbeats with a label of: at least one template of a plurality of existing templates, or a new template; after the associating of all of the abnormal heartbeats, receiving from a user, user input related to each new template, wherein the user input includes either: a confirmation that the new template represents an abnormal heartbeat, or a reclassification of the new template as representing a normal heartbeat or a different abnormal heartbeat; after receiving the user input, updating, by the at least one processor, the label of each new template to correspond with the user input; and determining, by the at least one processor, a number of abnormal heartbeats as a sum total of the heartbeats associated with (i) each template of the plurality of existing templates, (ii) each confirmed new template representing an abnormal heartbeat, and (iii) each new template reclassified as a different abnormal heartbeat, using the labels associated with the existing, confirmed new, and new reclassified templates.
1989 | Optical fiber with smooth tip | A laser fiber has a distal end having a laser fiber face. A tip addition is attached to or formed onto the fiber face. The material of the tip addition one of fragments or melts when laser energy from a suitable laser device is passed through the laser fiber and through the tip addition. | 1. A laser fiber, wherein the laser fiber has a distal end having a laser fiber face; a tip addition attached to the laser fiber face; the material of the tip addition comprising a material which absorbs laser energy and one or more of fragments and melts; wherein, upon impingement of laser energy through the laser to the laser fiber face and to the tip addition, the tip addition one or more of fragments and melts; and, wherein the tip addition is formed in one of a: spherically-shaped surface, a hemispherically-shaped surface or a curved-shaped surface.
1990 | Patient programmer for implantable drug delivery device | Methods for programming an implantable drug delivery device using a mobile computing device that include establishing a connection with a telemetry unit configured for wireless communication with the implantable drug delivery device, displaying user-selectable drug delivery settings for the implantable drug delivery device, receiving at least one selection of a drug delivery setting, translating the received selection into a signal format readable by the telemetry unit, and sending the translated signal to the telemetry unit to program the implantable drug delivery device. Further embodiments include telemetry units for communication with an implantable drug delivery device, and patient programmers and a method for patient modification to a programmed drug delivery regimen. | 1. A device for communicating with implantable drug delivery devices, comprising: an input component; a feedback component; a first communication interface configured to communicate with an implantable drug delivery device that is configured to administer a preprogrammed drug delivery regimen; a second communication interface, different from the first communication interface, configured to communicate with a mobile communication device; a memory; and a processor coupled to the input component, the feedback component, the first communication interface, the second communication interface, and the memory, and configured with processor-executable instructions to perform operations comprising: receiving, via the input component, a request to modify the preprogrammed drug delivery regimen; determining whether the requested modification to the preprogrammed drug delivery regimen is allowed in response to receiving the request to modify the preprogrammed drug delivery regimen via the input component; transmitting the requested modification to the preprogrammed drug delivery regimen to the implantable drug delivery device via the first communication interface in response to determining that the requested modification is allowed; and displaying an indication on the feedback component of whether the received request to modify the preprogrammed drug delivery regimen is allowed.
1991 | Power harvesting oral device | An oral care implement may be embodied as an oral care device for placement in the oral cavity. The oral care device may include a support component, a piezoelectric component, and a therapeutic element. The support component is configured for placement between one or more maxillary teeth and one or more mandibular teeth. The piezoelectric element is configured to generate an electrical current from relative movement of the maxillary teeth and the mandibular teeth. The therapeutic element is electrically connected to the piezoelectric component and is configured to release a therapeutic composition into the oral cavity at least in part in response to receiving the electrical signal. | 1. An oral care device for placement in the oral cavity, the oral care device comprising: a support component configured for retention in the oral cavity; a piezoelectric component disposed on the support component and configured to generate an electrical current from mechanical forces created by relative movement of anatomy in the oral cavity; and a therapeutic element disposed on the support component and electrically connected to the piezoelectric component, the therapeutic element being configured to administer a therapeutic to the oral cavity at least in part in response to receiving the electrical current.
1992 | Implantable medical device system including feedthrough assembly and method of forming same | Various embodiments of an implantable medical device system and methods of forming such systems are disclosed. In one or more embodiments, the implantable medical device system includes a housing, electronics disposed within the housing, and a feedthrough assembly attached to a sidewall of the housing and electrically coupled to the electronics. The feedthrough assembly can include a non-conductive substrate and a feedthrough. The feedthrough can include a via from an outer surface to an inner surface of the non-conductive substrate, a conductive material disposed in the via, and an external contact disposed over the via on the outer surface of the non-conductive substrate, where the external contact is electrically coupled to the conductive material disposed in the via. In one or more embodiments, the external contact is hermetically sealed to the outer surface of the non-conductive substrate by a laser bond surrounding the via. | 1. An implantable medical device system, comprising: a housing; electronics disposed within the housing; a feedthrough assembly attached to a sidewall of the housing and electrically coupled to the electronics, the feedthrough assembly comprising a non-conductive substrate and a feedthrough, the feedthrough comprising: a via from an outer surface to an inner surface of the non-conductive substrate; a conductive material disposed in the via; and an external contact disposed over the via on the outer surface of the non-conductive substrate, wherein the external contact is electrically coupled to the conductive material disposed in the via, and wherein the external contact is hermetically sealed to the outer surface of the non-conductive substrate by a laser bond surrounding the via; and a connector header disposed on the housing of the implantable medical device, the connector header comprising a housing that surrounds the feedthrough assembly, wherein the connector header further comprises a receptacle adapted to receive a proximal portion of a lead and electrically couple a contact of the lead to the external contact of the feedthrough assembly.
1993 | Implantable neurostimulator devices including both non-rechargeable and rechargeable batteries and methods of use therewith | An implantable neurostimulation (INS) device includes a non-rechargeable battery, a rechargeable battery, an antenna, an inductive coil, a neurostimulation module and a telemetry module. The neurostimulation module produces neurostimulation signals for delivery to target neural tissue, and the telemetry module wirelessly communicates with a non-implantable device using at least one of the antenna and the inductive coil. The non-rechargeable battery provides power to the neurostimulation module, and the rechargeable battery provides power to the telemetry module. The INS device also includes a charge module that charges the rechargeable battery in dependence on signals received from a non-implantable device via the inductive coil. Additional modules, such a sensor module, can be powered by the rechargeable battery. Additionally modules, such as controller, can be powered by the non-rechargeable battery. The rechargeable battery can power components normally powered by the non-rechargeable battery, when a capacity of the non-chargeable battery falls below a threshold. | 1. An implantable neurostimulation device, comprising: an antenna; an inductive coil; a neurostimulation module that produces neurostimulation signals for delivery to target neural tissue via one or more implantable leads; a telemetry module that wirelessly communicates with a non-implantable device using at least one of the antenna and the inductive coil; a non-rechargeable battery that provides power to the neurostimulation module; a rechargeable battery that provides power to the telemetry module during one or more periods of time that overlap with when the non-rechargeable battery provides power to the neurostimulation module, wherein the rechargeable battery supplements concurrent power of the non-rechargeable battery to provide power to the neurostimulation module when a capacity of the non-rechargeable battery falls below a specified threshold; and a charge module that charges the rechargeable battery in dependence power signals received from a non-implantable device via the inductive coil.
1994 | Method and apparatus to provide haptic and visual feedback of skier foot motion and forces transmitted to the ski boot | A system and method to provide haptic and visual feedback of motion of the skier foot and the forces transmitted to the skiboot insole and consequently to the ski/snow interface. This system comprises a motion and force sensors and a haptic actuator embedded in the skiboot insole in communication with a smart-phone based analysis application, configured to calculate insole motion and orientation and the distribution of pressure points inside the skiboot, then to provide haptic feedback to the skier foot instructing on timing and direction of change in the pressure points necessary to achieve optimal turn parameters. Furthermore, analyzed together with GPS coordinates are transmitted by the application to the cloud based server for further processing. Graphical and numerical representation of data is superimposed over a 3D map of a slope which may be viewed on the user smart-phone or on a remote computer terminal. | 1. A system to analyze motion and balance of a skier by analyzing location of Center of Pressure (COP), and timing of the COP location change, and changes in location and distribution of Center of Force (COF) applied to ski boot insoles, and using said analysis to provide estimation of location of the skier Center of Mass (COM), and ski trajectory and to provide instructions to the skier on location the COP must be applied, wherein said system comprises: motion and force processing element embedded in a ski boot; haptic feedback actuator embedded in the ski boot; and a smart-phone based analysis application in communication with the motion and force processing element using wireless radio interface, and wherein the motion and force processing elements are configured to estimate three-dimensional motion vectors and change a of location and value of COP and the COF, and wherein said estimate of motion vectors and first information provides estimates of the skier'ss Center of Mass (COM), and wherein said estimate of motion and second information provides estimates of the ski'ss trajectory, and wherein the smart-phone based analysis application is configured to: obtain the skier'ss location GPS coordinates; store the motion vectors, location and values of the COP, COF and COM and the GPS location coordinates; integrate changes in motion vectors into a three-dimensional representation of the skis'strajectory; transmit the vectors, location and value of the COP, COF, COM and GPS location coordinates to a remote server as third information using the smart-phone cellular radio interface; receive instructions from the remote server and translate said instructions into control signals for the haptic actuators; receive 3D map of a location associated with the skier GPS coordinates from a remote server; and based on bio-mechanics of skiing and the skis'strajectory and the second information, estimate future skis's trajectory then provide haptic instruction of time the COP location must be changed, display location numerical and graphical information of location and distribution of the COP and COF in relation to skis's pitch, roll and heading and overlay said information on the 3D map on the smart-phone screen.
1995 | Controlling access to an in-vehicle human-machine interface | An in-vehicle computer is programmed to determine that a driver's hands are at least one predetermined location in the vehicle, the at least one predetermine location including a location on a steering wheel, determine that a vehicle passenger is in a safe position with respect to a human-machine interface; and provide passenger access to the human-machine interface such that the passenger may access operations of the computer that are inaccessible to the driver. | 1. A system for a vehicle, comprising: at least one electrocardiogram sensor; and a computer comprising a processor and a memory, wherein the computer is programmed to: determine that data from the at least one electrocardiogram sensor is from a driver of the vehicle; detect the driver as distinguished from a passenger based on the data from the at least one electrocardiogram sensor; based on the data from the at least one electrocardiogram sensor, determine that the driver'ss hands are in at least one predetermined location in the vehicle, the at least one predetermined location including a location on a steering wheel; determine that the passenger is in a safe position with respect to a human-machine interface; and provide passenger access to the human-machine interface such that the passenger may access operations of the computer that are inaccessible to the driver.
1996 | Lifetime extending and performance improvements of optical fibers via loading | A method of making a microstructured optical fiber comprising loading the core and cladding materials of the fiber with hydrogen and deuterium at a loading temperature; annealing the fiber at a selected temperature Tanneal; pumping the fiber with radiation; and reducing the temperature of the fiber and storing the fiber at the reduced temperature before the step of pumping the fiber; and wherein the method allows the hydrogen and the deuterium to become bound to the core material and the cladding material. | 1. A method of producing a microstructured optical fiber comprising a core and a cladding comprising a core material and a cladding material, respectively, the method comprising: providing a preform comprising the core material surrounded by the cladding material, wherein at least a part of the core material is silica or doped silica; loading the core material and/or the cladding material with hydrogen and/or deuterium; forming the microstructured optical fiber from the preform; applying a coating to the formed fiber; and wherein the loading with hydrogen and/or deuterium is performed prior to or during the process of forming the fiber and prior to the application of the coating.
1997 | Method for providing electronic medical records utilizing portable computing and communications equipment | Mobile clinicians conduct in-home patient visits utilizing on-site diagnostic and treatment equipment, where service is enhanced by the use of portable computing and communications equipment. A mobile care entity provides mobile clinicians preprogrammed portable computers. Each portable computer updates patient data in the local storage utilizing a wireless communications device to download updates from a central storage facility. The entity selects a mobile clinician and dispatches him/her to the patient's premises. The clinician visits the patient's premises accompanied by an assortment of electronic diagnostic and treatment devices. The mobile clinician utilizes various diagnostic devices to prepare machine-readable reports of related aspects of the patient's condition. The clinician directs the portable computer to perform follow-up tasks including: (1) electronically collecting the prepared reports and graphically presenting them in human-readable form, (2) storing a machine-readable medical record, and (3) utilizing the wireless device to transmit the reports and records. | 1. A method for providing electronic medical records utilizing portable computing and communications equipment in response to machine-readable instructions, comprising: (a) downloading to a clinician portable computer from a medical record center a patient'ss medical record and storing it in a medical record database of the portable computer; (b) receiving machine-readable patient information after the clinician arrives at the patient'ss home directly from on-site electronic medical care devices including one or more of an electrocardiograph machine, pulse oximeter, laboratory analyzer, and x-ray machine located by the clinician, generally in the proximity of or at the patient for receiving the patient information wirelessly in a wireless interface of the clinician portable computer; (c) storing the wirelessly transmitted machine-readable patient information from the medical care device or devices to the wireless interface of the clinician portable computer; (d) storing in the clinician portable computer, reports of monitored ongoing patient information in the clinician portable computer, the monitored ongoing patient information having been gathered from at least one or more of Internet-capable medical care devices including one or more of heart monitoring equipment, dialysis machinery, blood pressure monitoring equipment, and respiratory equipment; (e) receiving clinician'ss notes in a human interface of the clinician portable computer; (f) assembling in the clinician portable computer, outputs from the on-site medical care devices, ongoing patient information reports and clinician'ss patient visit notes to provide a record of the at-home patient visit relating to gathered patient information for inclusion in the patient medical record; and (g) transmitting the at-home patient visit record of the at-home visit to the medical record center for inclusion in the patient'ss medical record.
1998 | Augmented reality interface for weld sequencing | A system for providing visual cues to a welder via an augmented reality display for a sequence of operations. The system includes an imaging device that identifies the orientation of an assembly to be welded. Welding operations are associated with locations on the assembly where the welder is to perform the operation. Based on the current field of view and the orientation of the assembly, the system determines whether the location on the assembly is within the field of view of the welder and provides a visual cue to the welder based on the orientation and the field of view. The power source of the welding device may be varied based on the image data received during the welding process. | 1. A system for providing visual cues to a welder, the system comprising: an imaging device; a display mounted in a welding helmet; a processor; and a data store, wherein the processor obtains a sequence listing from the data store, the sequence listing defining a plurality of ordered operations to be performed on an assembly to be welded; wherein the processor obtains image data from the imaging device, the image data including at least a part of the assembly that is visible in a field of view of a welder; wherein the processor determines a first operation to be performed from the sequence listing; wherein the processor generates a first visual cue and causes the first visual cue to be displayed on the display, the first visual cue facilitating the welder performing the first operation; wherein the processor determines a second operation to be performed from the sequence listing; wherein the processor generates a second visual cue and causes the second visual cue to be displayed on the display, the second visual cue facilitating the welder performing the second operation; wherein one of the first operation and the second operation is a welding operation, while the other of the first operation and the second operation is a non-welding operation.
1999 | Device and method for self-administration of medicine | Devices and methods for improving user compliance with a pre-determined medication schedule including integrated software and hardware elements using wireless communication protocols to provide assistance to individuals who need to remember to administer one or more medications are provided. | 1. An apparatus for improving patient compliance, comprising: (a) a housing, said housing having an attached rotatable hinged lid and a lock for locking or unlocking said lid; (b) a first sensor, said sensor to detect a position of said lid, said sensor being attached to said housing; (c) a second sensor, said second sensor attached within said housing to detect a presence or an absence of an injectable medication; (d) a wireless transceiver for transmitting said position of said lid to a smart device application, said wireless transceiver being attached to said housing, wherein said wireless transceiver communicates a signal to a user database, said signal indicating at least one time when said lid has been opened, and wherein said user database stores a data set indicating whether or not said lid has been opened thereby allowing a user to monitor a compliance with a schedule for taking said injectable medication; (e) a smart device, said smart device being capable of wirelessly commanding said lock to an open position or a closed position, wherein said smart device runs said smart device application for determining a pre-determined time for reminding a user to unlock said lid based on a medication data set input by said user and for receiving and recording said position of said lid; (f) a manual bypass switch for unlocking said lid in an emergency; (g) a light for signaling said user that said lid is unlocked; h) a light sensor for detecting when said apparatus is stored in a dark condition and a light condition, thereby commanding said apparatus to enter a sleep mode for saving power when said apparatus is in said dark condition and to enter an awake mode for operation when said apparatus is in said light condition; (i) a temperature sensor to detect and transmit a temperature of said housing to said smart device application for determining a temperature history of said injectable medication stored within said housing; and (j) said smart device transmitting a lock data set to a secure server database, said lock data set including confirmation of times when said housing was unlocked and locked.
2000 | Aural measurements from earphone output speakers | According to some embodiments of the present invention there is provided a method of using an earphone output speaker as a microphone for a phone call between two and/or more participants, or for measuring biometric data of a user. The method may comprise playing a received signal to an electro-acoustic output transducer of an earphone. The method may comprise instructing an audio processing circuit of a local client terminal to record an audio signal from the same electro-acoustic output transducer. The method may comprise calculating a voice signal and/or a biometric measurement based on a function combining the recorded audio signal, the received signal, and filtration coefficients, using a processing unit of the local client terminal. The method may comprise sending the voice signal and/or a biometric measurement through an output interface of the local client terminal. | 1. A method of presenting a pulse rate measurement, comprising: playing an output audio signal to at least one electro-acoustic output transducer of at least one earphone; instructing an audio processing integrated circuit of a client terminal to record an aural audio signal using same said at least one electro-acoustic output transducer, wherein said aural audio signal recording and said output audio signal playing are performed simultaneously from same said at least one electro-acoustic output transducer; calculating said pulse rate measurement based on a function combining said aural audio signal, said output audio signal, and filtration coefficients, wherein said pulse rate measurement is calculated based on a change between said output audio signal and said aural audio signal; and presenting said pulse rate measurement by the client terminal.
2001 | Personal area network pairing | A method for automatically adding a first sensor device to a first personal area network in a healthcare application includes receiving a signal with out-of-band pairing data at the first sensor device. The first sensor device is disposed on a patient's body. The out-of-band pairing data is injected into the patient's body by a second sensor device disposed on the patient's body. Pairing data is extracted from the received signal at the first sensor device. Using the pairing data, the first sensor device is added to the first personal area. | 1. A method for automatically identifying a patient in a healthcare application using a wristband on the patient'ss body, the method comprising: attaching the wristband to the patient, the wristband adapted to provide out-of-band pairing data of a personal area network of the patient, the out-of-band pairing data including an identifier of a patient monitor device; coupling a first sensor device to the wristband, wherein the first sensor device obtains physiological data of the patient; receiving, by the first sensor device, the out-of-band pairing data provided by the wristband; attaching the first sensor device to the patient'ss body; detecting, by the first sensor device, the personal area network that uses the out-of-band pairing data; joining, by the first sensor device, the personal area network that uses the out-of-band pairing data; attaching a second sensor device to the patient'ss body; detecting, by the second sensor device, the out-of-band pairing data injected into patient'ss body by the first sensor device once the first sensor device is paired with the patient monitor; measuring first physiological data from the patient'ss body using the first sensor device; measuring second physiological data from the patient'ss body using the second sensor device; transmitting, by the first sensor device, the first physiological data to the patient monitor device via the personal area network; transmitting, by the second sensor device, the second physiological data to the patient monitor device via the personal area network; correlating, by the patient monitor device, the first and second physiological data of the first and second sensor devices using a correlation factor between the first physiological data and the second physiological data; and determining, by the patient monitor device, whether the first and second sensor devices are associated with the same patient based on said correlation factor of the first and second physiological data.
2002 | Radiographic image capturing system | A radiographic image capturing system includes: a radiographic image capturing apparatus which wirelessly transfers a signal value read from each of a plurality of radiation detecting elements; a channel switch controlling device capable of switching a channel used for wirelessly transferring the signal value from the radiographic image capturing apparatus to another channel; a notifying device which gives a notice to an operator who operates the radiographic image capturing system; and a display device which displays a radiographic image generated based on the signal value transferred from the radiographic image capturing apparatus, wherein the notifying device notifies an operator of the fact that the channel is being switched, at least once, while the radiographic image capturing apparatus is switching the channel. | 1. A radiographic image capturing system comprising: a radiographic image capturing apparatus which wirelessly transfers a signal value read from each of a plurality of radiation detecting elements; a channel switch controlling device adapted for switching a channel used for wirelessly transferring the signal value from the radiographic image capturing apparatus to another channel; a notifying device which gives a notice to an operator who operates the radiographic image capturing system; and a display device which displays a radiographic image generated based on the signal value transferred from the radiographic image capturing apparatus, wherein the notifying device notifies the operator that the channel is being switched, at least once, while the radiographic image capturing apparatus is switching the channel.
2003 | Systems and methods for processing and transmitting sensor data | Systems and methods for processing, transmitting and displaying data received from an analyte sensor, such as a glucose sensor, are provided. The data can be displayed on a hand-held display device having a display such as a key fob device including a user interface, such as an LCD and one or more buttons 604 allows a user to view data, and a physical connector, such as USB port. | 1. A method for authorizing analyte sensor data exchange between a first communication device associated with an analyte sensor and a second communication device configured to provide user access to analyte values and/or information derived from analyte values, comprising: sending a challenge value from a first communication device associated with an analyte sensor to a second communication device; generating a first hash value in the second communication device using, at least in part, one or more of the challenge value, an identifier of the first communication device, or a key value; sending the first hash value from the second communication device to the first communication device; generating, using the first communication device, a second hash value and a third hash value; comparing, using the first communication device, the second hash value and the third hash value to the first hash value; and sending analyte sensor data only if at least one of the second hash value or the third hash values matches the first hash value.
2004 | Establishment of communication between devices | A method to establish communication between devices is provided. The method may include obtaining a request from a user at a first device to establish a communication session through a communication system over a wide area network with a second device. The communication session may provide for verbal communication between the user of the first device and a second user of the second device. The method may further include obtaining, at the first device over a local area network, current vital sign data of the user from a medical device configured to obtain vital sign data of the user. In response to the request from the user, the method may include sending a communication request to the communication system over the wide area network to establish the communication session and sending the current vital sign data to the communication system over the wide area network. | 1. A computer-implemented method to establish communication between devices, the method comprising: sending identity data from a first device to a communication system; in response to sending the identity data, obtaining a communication address at the first device from the communication system; establishing a communication link over a local area network with a medical device configured to obtain vital sign data of a user of the first device; after obtaining the communication address, obtaining a request from the user at the first device to establish a communication session through the communication system over a wide area network with a second device, the communication session configured for verbal communication between the user of the first device and a second user of the second device; and in response to obtaining the request from the user: obtaining current vital sign data from the medical device; sending the current vital sign data to the communication system over the wide area network; and sending a communication request to the communication system over the wide area network to the communication address to establish the communication session.
2005 | Case for powered toothbrush and system | A case for a powered toothbrush comprises a housing having an interior for receiving a powered toothbrush, and a cover, wherein the cover substantially obfuscates the interior but is sufficiently light-transmissive to communicate the presence of an indicator from within the interior. Also provided is a powered toothbrush and case system. | 1. A powered toothbrush and case system comprising: a case having a cover and a housing, the housing comprising a storage chamber; a power charger located at a bottom of the storage chamber; and a powered toothbrush having a handle and an indicator on the handle, the powered toothbrush positioned in the storage chamber to be operably coupled to the power charger; wherein the cover forms a first portion of a front surface of the case and is sufficiently light-transmissive to communicate the presence of the indicator from within the interior, the indicator of the powered toothbrush aligned with and facing the first portion of the front surface of the case; and wherein the storage chamber is defined by a front chamber wall, a rear chamber wall, a first side chamber wall, and a second side chamber wall, wherein the front chamber wall has a top edge which is at a height below the indicator and the rear chamber wall, first side chamber wall, and second side chamber wall each have a top edge that is at a height above the indicator.
2006 | Remote monitoring of analyte measurements | Methods and apparatus, including computer program products, are provided for remote monitoring. In some example implementations, there is provided a method. The method may include receiving, at a remote monitor, a notification message representative of an event detected, by a server, from analyte sensor data obtained from a receiver monitoring an analyte state of a host; presenting, at the remote monitor, the notification message to activate the remote monitor, wherein the remote monitor is configured by the server to receive the notification message to augment the receiver monitoring of the analyte state of the host; accessing, by the remote monitor, the server, in response to the presenting of the notification message; and receiving, in response to the accessing, information including at least the analyte sensor data. Related systems, methods, and articles of manufacture are also disclosed. | 1. A method for administering remote monitoring of health data of a patient user and enabling the patient user to control dissemination of the health data and notifications, the method comprising: authorizing, at a secure server, a remote monitor device to remotely monitor an analyte concentration state of the patient user being monitored by a continuous analyte sensor device, the continuous analyte sensor device being capable of notifying a host device of the patient user based on a comparison of the analyte concentration state of the patient user with a first analyte concentration threshold, the authorizing including allowing the remote monitor device to access at least some analyte concentration data stored on the secure server associated with the analyte concentration state of the patient user, wherein the authorizing the remote monitor device is based, at least in part, on authorization information provided by the patient user to the secure server, thereby enabling the patient user to control authorization of the remote monitor device to access the at least some of the analyte concentration data of the patient user; receiving from the host device, at the secure server, a set of permissions for the remote monitor device indicating permissible data to the secure server to allow the remote monitor device to access the at least some analyte concentration data, wherein the set of permissions are modifiable by the host device and the host device is operable by the patient user or by a caregiver of the patient user, the host device being operable to manage sensor data generated by the continuous analyte sensor device, the continuous analyte sensor device being local to the host device, thereby enabling the patient user to control how much of the analyte concentration data of the patient user is accessible by the remote monitor device; and establishing, at the secure server, a set of notification rules for the remote monitor device using the host device, the set of notification rules defining a second analyte concentration threshold indicating when to trigger a notification to the remote monitor device based on a comparison of the at least some of the analyte concentration data of the patient user to the second analyte concentration threshold, the first and second analyte concentration thresholds being different from each other thereby enabling different notifications based on different analyte concentration thresholds to be sent to the remote monitor device and the host device, wherein the set of notification rules, including the second analyte concentration threshold, are modifiable by the remote monitor device only within a scope defined by the set of permissions to the data, thereby enabling the host device to set limits to modifications of the set of notification rules for notifications related to the analyte concentration data of the patient user available to be provided to the remote monitor device.
2007 | Method for measuring biometric information and electronic device performing the same | An electronic device is provided. The electronic device includes a sensor related to measurement of biometric information, at least one module that performs a specific function, a memory that stores an instruction related to operations of the sensor and the module, and at least one processor electrically connected to the sensor, the at least one module, and the memory to execute the instruction. When acquiring an event related to initiation of the measurement of the biometric information, the processor may deactivate at least one function of a module, or execute an instruction such that the deactivation state is maintained or the operating mode (for example, a low power mode) of the electronic device is changed. | 1. A method for measuring biometric information in an electronic device comprising a biometric sensor and one or more modules, the method comprising: receiving an event causing the biometric sensor to initiate a measurement of biometric information; transmitting first control information to at least one of another electronic device, a base station, or a server; deactivating at least one of functions of a module among the one or more modules, wherein the first control information is configured such that a communication message which is destined to the electronic device is transmitted to the other electronic device; measuring the biometric information; activating at least one of the deactivated function of the module, if the measurement of the biometric information is terminated; transmitting second control information to at least one of the other electronic device, the base station, or the server, if the measurement of the biometric information is terminated, wherein the second control information is configured such that the communication message which is destined to the other electronic device is transmitted to the electronic device; and receiving the communication message.
2008 | Wireless power transfer and communications | An inductive wireless power transfer and communication system includes an electrostatic shield for one of the coils. The electrostatic shield is inductively coupled with the coil and is configured as an open circuit. A signal processing element or elements, especially a modulator or a demodulator, are connected across the electrical discontinuity in the electrostatic shield. Because the electrostatic shield is inductively coupled to the coil, the modulator or demodulator can operate on the signal on the coil. | 1. A wireless power transfer and communication system comprising: a first coil; an electrostatic shield for the first coil, the electrostatic shield having a gap extending the axial length of the electrostatic shield, wherein the electrostatic shield is inductively coupled to the first coil; a first signal processor coupled across the gap of the electrostatic shield; a second coil, the second coil being inductively coupled to the first coil; a second signal processor coupled to the second coil; and a coil driver coupled to the first coil and configured to generate a carrier signal on the first coil.
2009 | Communication system with enhanced partial power source and method of manufacturing same | The system of the present invention includes a conductive element, an electronic component, and a partial power source in the form of dissimilar materials. Upon contact with a conducting fluid, a voltage potential is created and the power source is completed, which activates the system. The electronic component controls the conductance between the dissimilar materials to produce a unique current signature. The system can also measure the conditions of the environment surrounding the system. | 1. A method of manufacturing a plurality of communication devices, wherein each of the plurality of communication devices comprises a non-conducting membrane and a partial power source, the method comprising: cutting a plurality of openings into a sheet of non-conducting membrane material to produce an assembly membrane sheet, wherein the shape of each opening corresponds to the shape of a framework of each of the plurality of communication devices, and wherein each framework comprises a support structure comprising a plurality of surfaces; inserting one framework selected from a plurality of frameworks into each opening of the assembly membrane sheet, wherein each of the plurality of frameworks is prepared according to a process that comprises depositing a transition metal on an opposite surface of its respective support structure from a surface of its respective support structure having an adhesive material; depositing a conductive material onto the assembly membrane sheet on a side of the assembly membrane sheet opposite the transition metal to produce an adhesion membrane sheet, wherein the conductive material defines a plurality of holes; depositing a first material onto the adhesion membrane sheet on the side of the assembly membrane sheet with the adhesive material, wherein the first material adheres to the conductive material; and depositing a second material onto the transition metal to produce a partial power device sheet; wherein the partial power source of each of the plurality of communication devices comprises the first material and the second material which are configured to produce a voltage potential difference when the first material and the second material come into contact with an electrically conductive fluid.
2010 | Module for treatment of medical conditions; system for making module and methods of making module | A module producible inside a living body is provided. The module includes an instructions receiver configured to receive wireless transmissions of instructions from a master controller located outside of the body when the module is inside the body. An energy receiver configured to receive wireless transmission of non-destructive energy from the master controller located outside of the body when the module is inside the body. The module further includes a battery and a communications and guide element electrically connected to the instructions receiver, the energy receiver and the battery. | 1. A module for use inside a living body, said module comprising: an instructions receiver configured to receive wireless transmissions of instructions from a master controller located outside of the body when said module is inside the body; an energy receiver configured to receive wireless transmission of non-destructive energy from the master controller located outside of the body when said module is inside the body; a battery; an electronic interface configured to convert the non-destructive energy from the energy receiver to electric energy to power the module; a communications and guide element electrically connected to said instructions receiver, said energy receiver and said battery; an atom receiving unit; a chemical reaction unit that receives atoms, atoms and molecules, molecules, molecules and compounds, or compounds from said atom receiving unit and carries out a reaction of said atoms, atoms and molecules, molecules, molecules and compounds, or compounds in the presence of a catalyst to produce a treatment material; an analysis chamber in fluid communication with said chemical reaction unit, said analysis chamber comprising a unit to receive said treatment material from said chemical reaction unit and chemically analyze said treatment material to determine whether the treatment material is a correct or expected composition; and encapsulation material; wherein at least one of said instructions receiver, energy receiver, battery, and communications and guide element comprises a microelectromechanical system (MEMS); wherein said module is configured and dimensioned to be moved within the living body in response to signals sent from the master controller located outside of the body; and wherein said encapsulation material is applied to prevent application of said treatment material in the living body, when it is determined that the treatment material is not the correct or expected composition.
2011 | Cartridges, kits, and methods for amplification and detection of analytes | Devices, systems, and methods for detecting molecules of interest within a collected sample are described herein. In certain embodiments, self-contained sample analysis systems are disclosed, which include a reusable reader component, a disposable cartridge component, and a disposable sample collection component. The reader component may communicate with a remote computing device for the digital transmission of test protocols and test results. In various disclosed embodiments, the systems, components, and methods are configured to identify the presence, absence, and/or quantity of particular nucleic acids, proteins, or other analytes of interest, for example, in order to test for the presence of one or more pathogens or contaminants in a sample., | 1. A method of amplification for determining at least one of a presence, absence, or quantity of a target nucleic acid in a sample, the method comprising: introducing the sample comprising the target nucleic acid into fluid held by a reservoir of a microfluidic cartridge and introducing a reagent ball into the fluid held by the reservoir, the reagent ball comprising reagents for amplification of the target nucleic acid by an amplification reaction; amplifying the target nucleic acid with an effective amount of the reagents for amplification in the reservoir to generate amplicons comprising signaling agents; introducing the fluid comprising the amplicons into an analysis channel from the reservoir such that the amplicons indicative of at least one of a presence, absence, or quantity of the target nucleic acid in the sample localize over a sensor at least partially disposed in the analysis channel; reacting the signaling agents with a substrate; and sensing signals indicative of at least one of the presence, absence, or quantity of the target nucleic acid in the sample based on reactions between the substrate and the signaling agents of the amplicons localized over the sensor.
2012 | Methods, systems and devices for physical contact activated display and navigation | Methods, systems and devices are provided for providing user interface navigation of screen display metrics of a device. In one example, a device is configured for capture of activity data for a user. The device includes a housing and a screen disposed on the housing to display a plurality of metrics which include metrics that characterize the activity captured over time. The device further includes a sensor disposed in the housing to capture physical contact upon the housing. A processor is included to process the physical contact to determine if the physical contact qualifies as an input. The processor enables the screen from an off state when the physical contact qualifies as the input. The screen is configured to display one or more of the plurality of metrics in accordance with a scroll order, and a first metric displayed in response to the physical contact that qualifies as the input. | 1. A method, comprising, receiving motion data corresponding to first physical contact, the motion data generated by a sensor of an activity tracking device, the first physical contact being received on a touch sensitive screen mounted on a housing of the activity tracking device, the touch sensitive screen of the activity tracking device configured to display a plurality of metrics, the plurality of metrics being arranged in a pre-defined scroll order, wherein the physical contact received on the touch sensitive screen comprises one or more taps by a bare finger of a user of the activity tracking device, wherein the activity tracking device is wearable by the user and programmable by the user on a computing device associated with the user to display a pre-defined first metric from among the plurality of metrics on the touch sensitive screen; determining, based on the motion data, that the first physical contact qualifies as a double tap input for the activity tracking device; in response to determining that the first physical contact qualifies as the double tap input, causing the touch sensitive screen of the activity tracking device to be activated, the touch sensitive screen being configured to display, upon activation, the first metric of the plurality of metrics; determining, based on additional motion data generated by the sensor in response to second physical contact received on the touch sensitive screen subsequent to the first physical contact, whether the second physical contact qualifies as a single tap input that is different from the double tap input; in response to determining that the second physical contact qualifies as the single tap input, causing the first metric displayed on the touch sensitive screen to be replaced with a next one of the plurality of metrics in the scroll order that is different from the first metric to be displayed on the touch sensitive screen such that only one metric of the plurality of metrics in the scroll order is displayed at a time; and for each subsequent physical contact that qualifies as the single tap input, causing another next one of the plurality of metrics in the scroll order to be displayed on the touch sensitive screen, the method being executed by one or more processors of the activity tracking device.
2013 | Physiologic simulator system | Systems ( 10 ) for the simulation of percutaneous medical procedures are disclosed. The systems can include a simulated vasculature including a first component ( 24 ) configured to allow for introduction of a medical device into the system through an introductory port, a second component ( 14 ) connected to the first component and shaped to simulate a portion of a human vasculature, and a third component ( 18 ) connected to the second component and shaped to simulate a delivery site for the medical procedure. The system can be configured to allow for a medical device to be delivered to the third component by passing through the introductory port of the first component and passing through the second component. The system can be configured to replicate simulated conditions of use for the medical procedure. Methods for simulating a percutaneous medical procedure using a simulated vasculature are also disclosed. | 1. A system for the simulation of a percutaneous medical procedure, the system comprising: a simulated vasculature including a first component configured to allow for introduction of a medical device into the system through an introductory port, a second component connected to the first component and shaped to simulate a portion of a human vasculature, and a third component connected to the second component and shaped to simulate a delivery site for the simulated percutaneous medical procedure; a pump for pumping fluid through the simulated vasculature to simulate blood flow during the simulated percutaneous medical procedure; and a tank unit fluidly connected to the pump, wherein the tank unit includes a first tank that is unsealed and open to the atmosphere and a second tank that is sealed and not open to the atmosphere, wherein the system is configured to allow for a medical device to be delivered to the third component by passing through the introductory port of the first component and passing through the second component, and wherein the system is configured to replicate simulated conditions of use for the simulated percutaneous medical procedure, wherein the simulated conditions of use include simulated hemodynamic properties for the simulated percutaneous medical procedure.
2014 | Person-centric activation of radio frequency identification (RFID) tag | In embodiments of person-centric RFID tag activation, an RFID tag is configured so as to be active or inactive based on proximity to a person. An RFID tag includes an integrated circuit (IC), an antenna coupled to the IC, and skin proximity activation circuitry. For example embodiments, the skin proximity activation circuitry is configured to establish an active state for the RFID tag if proximate to skin and an inactive state if not proximate to skin. For an example implementation, an RFID tag is placed in an operationally active state in which an interrogation signal is detectable by an IC if at least one skin contact point is touching skin. For another example implementation, an RFID tag is placed in a communicatively active state in which a received interrogation signal may trigger the sending of a response signal if a detected temperature comports with a human-appropriate range of temperatures. | 1. A radio frequency identification (RFID) tag, comprising: an antenna configured to receive an interrogation signal; an integrated circuit coupled to the antenna, the integrated circuit configured to respond to the interrogation signal if the RFID tag is enabled, and configured to not respond to the interrogation signal if the RFID tag is not enabled; and skin proximity activation circuitry that is configured to enable the RFID tag responsive to the RFID tag being placed into contact with skin, or to disable the RFID tag responsive to the RFID tag not being in contact with the skin, the skin proximity activation circuitry configured to have an open circuit when the RFID tag is not in contact with the skin, the skin acting to complete the open circuit when the RFID tag is in contact with the skin.
2015 | Calibration method for an MPI(=Magnetic particle imaging) apparatus | A calibration method for an MPI (=magnetic particle imaging) apparatus for conducting an MPI experiment, wherein the calibration method comprises m calibration MPI measurements with a calibration test piece and uses these measurements to create an image reconstruction matrix with which the signal contributions of N voxels within an investigation volume of the MPI apparatus are determined, wherein compressed sensing steps are applied in the calibration method with a transformation matrix that sparsifies the image construction matrix, and wherein only a number M<N of calibration MPI measurements for M voxels are carried out, from which the image reconstruction matrix is created and stored. This specifies an efficient method for determination of the system matrix for the MPI imaging method, which does not require much time to determine an MPI system function and nevertheless achieves a high degree of precision. | 1. A method for calibrating an MPI apparatus for performing an MPI experiment of a volume under investigation, the method comprising the steps of: a) determining compressed sensing steps using a transformation matrix that sparsifies an image reconstruction matrix, the transformation matrix comprising analytic transformations, a modelled MPI-system matrix, a simulated or a measured system matrix; b) carrying out M calibration MPI measurements for M voxels of a calibration sample, the M voxels being selected in a random or pseudo-random fashion; and c) using the transformation matrix of step a) and the measurements of step b) to create and store an image reconstruction matrix with which signal contributions of N voxels within the volume under investigation are determined, wherein M<N.
2016 | Image display device and image display system for improving diagnosis using digital microscope | There is provided an image display device including a display control unit having a display combining unit that displays one or a plurality of pathological index cursors based on information relating to a pathological slide image. | 1. An image display device, comprising: a display circuitry configured to display a plurality of pathological slide images, a plurality of cancer index lists, a pathological index cursor and a plurality of index lists; and a display combining circuitry configured to: transmit a request to an information provision circuitry for a cancer index list of the plurality of cancer index lists based on an identifier corresponding to a pathological slide image from the plurality of pathological slide images; receive, from the information provision circuitry, the cancer index list associated with the pathological slide image; display a combined pathological slide image that includes the cancer index list with the pathological slide image, wherein the plurality of cancer index lists are at least one of a type of data including cancer invasion distance data, cancer invasion area data, cancer invasion depth data, cancer staining data, nucleo-cytoplasmic ratio data, etiological microbe number data, or cancer stage classification data, wherein the identifier is at least a slide ID, and wherein the information provision circuitry stores data that links the identifier to the pathological slide image; control the pathological index cursor to illuminate based on a diagnostic threshold value, wherein the pathological index cursor is movable over the pathological slide image; and determine a size of the pathological index cursor based on a size of a sample and a size of the pathological slide image.
2017 | Inverted E antenna with parallel plate capacitor formed along an arm of the antenna for use with an implantable medical device | The device includes radio frequency (RF) communication components installed within a case of the device and an antenna with an inverted E shape mounted within a header of the device. The antenna has three branches extending from a main arm: a capacitive branch connecting one end of the main arm to the case; an RF signal feed branch connecting a middle portion of the main arm to the internal RF components of the device via a feedthrough; and an inductive branch connecting the opposing (far) end of the main arm to the case to provide a shunt to ground. | 1. A method of fabrication of an implantable medical device for implant within a patient, the method comprising: providing a case, wherein the case is adapted to contain pulse generating circuitry and radio frequency (RF) communication components; providing feedthrough components to electrically connect the pulse generating circuitry and the radio components to components exterior to the case; connecting connector components to respective feedthrough components, wherein the connector components are arranged in one or more columns defining a first end adapted for receiving one or more implantable leads and a second opposing end; fitting an inverted E-antenna over the connector components, wherein (i) the inverted E-antenna comprises a first branch including a capacitor, a second branch to provide an RF signal feed, a third branch to provide a shunt to ground, and an main arm connecting the first, second, and third branches, (ii) the fitting causes the inverted E-antenna to span at least a distance from the first end to the second opposing end defined by the connector components, and (iii) the first branch of the inverted E-antenna comprises a curved portion to dispose the capacitor of the third component to a side of one or more connector components at the first end adapted for receiving one or more implantable leads; and providing a header over the inverted E-antenna and the connector components, wherein the inverted E-antenna is disposed adjacent to an outer edge of the header.
2018 | Communication systems for patient support apparatuses | A patient support apparatus, such as a bed, cot, stretcher, or the like, uses the ability to communicate with a device via near field communication to determine that the device is physically proximate the support apparatus. The support apparatus uses this determination to associate itself with the device. In some instances, the associated device is a mattress positioned on the support apparatus; a footboard on the support apparatus; a medical device used with a patient supported on the support device; a nearby piece of furniture; another patient support apparatus; or an ID tag worn by a caregiver or patient, or attached to a piece of equipment. After the support apparatus and device are associated, they communicate information between each other using far field communication, which supports higher data transfer rates. Flux concentrators are added in some embodiments to extend and/or shape the range of near the field communication. | 1. A patient support apparatus comprising: a patient support deck adapted to support a patient thereon; a near field communication transceiver adapted to communicate with a footboard if said footboard is positioned within a near field vicinity of said near field communication transceiver, said footboard being attachable to, and detachable from, said patient support apparatus and said footboard having an identifier associated therewith; a first far field communication transceiver adapted to communicate with the footboard; a second far field communication transceiver incorporated into the footboard, the second far field communication transceiver adapted to communicate with said first far field communication transceiver; and a controller in communication with said near field communication transceiver and said first far field communication transceiver, said controller adapted to use the identifier received from the footboard via the near field communication transceiver to associate said patient support apparatus and said footboard and to use the identifier when transmitting a message to the footboard via the first far field communication transceiver such that another device positioned within reception range of the first far field communication transceiver does not utilize the message.
2019 | Systems and methods for passive radio enabled power gating for a body mountable device | Systems and methods for passive radio enabled power gating for a body mountable device are disclosed. In one embodiment, a system for power gating includes: a power supply; a Near Field Communication (NFC) antenna to receive NFC signals; a Radio Frequency (RF) rectifier electrically coupled to the NFC antenna to generate a current based on a signal received from the NFC antenna; and an electronic switch coupled between the power supply and a sensor, wherein the RF rectifier is further coupled to the switch to apply the current to the switch to change a state of the switch. | 1. A system for power gating for a wearable glucose sensor comprising: a power supply; a Near Field Communication (NFC) antenna to receive NFC signals; a Radio Frequency (RF) rectifier electrically coupled to the NFC antenna to generate a current based on a first signal received from the NFC antenna; a sensor terminal adapted to electrically couple to a sensor; a memory coupled to the sensor and configured to store data received from the sensor; an electronic switch coupled between the power supply and the sensor terminal to control electrical connection between the power supply in the sensor terminal, wherein the RF rectifier is further coupled to the electronic switch to apply the current to the electronic switch to change a state of the electronic switch; and a network interface coupled to the memory, the network interface activated by a second NFC signal and transmit data stored in the memory to a remote device.
2020 | Patch system for in-situ therapeutic treatment | Discussed generally herein are methods and devices including or providing a patch system that can help in diagnosing a medical condition and/or provide therapy to a user. A body-area network can include a plurality of communicatively coupled patches that communicate with an intermediate device. The intermediate device can provide data representative of a biological parameter monitored by the patches to proper personnel, such as for diagnosis and/or response. | 1. A system comprising: a first patch including: a first flexible and/or stretchable substrate, a first adhesive on the first substrate, the first adhesive configured to temporarily attach the first patch to skin of a user, and first electronics on or at least partially in the first substrate, the first electronics including at least one first component to provide therapy to the user and a first wireless radio, and a second patch including: a second flexible and/or stretchable substrate, a second adhesive on the second substrate, the second adhesive configured to temporarily attach the second patch to the skin of the user, and second electronics on or at least partially in the second flexible, stretchable substrate, the second electronics including at least one second component to monitor a first biological parameter of the user and a second wireless radio; and the second wireless radio communicatively coupled to the first wireless radio of the first electronics, the second wireless radio to provide one or more signals indicative of the first biological parameter to the first patch.
2021 | Circuit arrangement for reducing the maximum electrical field strength, high voltage generation unit with such a circuit arrangement and x-ray generator with such a high voltage generation unit | The disclosure specifies a circuit arrangement having electronic first components arranged on a circuit board and lying at high-voltage potential. The circuit arrangement includes functionless, electronic second components lying at high-voltage potential, which are arranged on the circuit board adjacent to the electronic first components, and configured to reduce the maximum electrical field strength between the first components and a reference potential and/or between pads of the circuit board and the reference potential. Through the additional, functionless components, the maximum electrical field strength between electronic components at high voltage and at a reference potential will be reduced. The disclosure also specifies a high voltage generation unit and an x-ray generator. | 1. A circuit arrangement comprising: electronic first components arranged on a circuit board and lying at high-voltage potential; and functionless, electronic second components lying at high-voltage potential, wherein the electronic second components are arranged on the circuit board adjacent to the electronic first components, and wherein the electronic second components are configured to reduce a maximum electrical field strength between the electronic first components and a reference potential and/or between pads of the circuit board and the reference potential.
2022 | Electrical connection piece for a video endoscope, video endoscope, and method for producing an electrical connection in a video endoscope | The invention relates to an electrical connection piece for a video endoscope having a hermetically closed video unit in a shaft of the endoscope, a video endoscope, and a method for producing an electrical connection in a video endoscope. The electrical connection piece according to the invention includes an at least partially flexible printed circuit board having conductive tracks, wherein the printed circuit board has a base surface with openings for contact pins of a hermetic feedthrough, and a flexible first arm and a flexible second arm that branch off in different, in particular opposite, directions from the base surface, wherein the first arm and the second arm each have a flat end surface at the respective ends facing away from the base surface, wherein the conductive tracks extend between the openings on the base surface and electrical contacting surfaces in the end surfaces. | 1. An electrical connection piece for a video endoscope having a hermetically closed video unit in a shaft of the video endoscope, the electrical connection piece comprising: an at least partially flexible printed circuit board having conductive tracks, the printed circuit board having a base surface with openings for contact pins of a hermetic feedthrough, a flexible first arm and a flexible second arm that branch off in different directions from the base surface; wherein the flexible first arm and the flexible second arm each have a flat end surface at the respective ends thereof facing away from the base surface, and the conductive tracks extend between the openings on the base surface and electrical contacting surfaces in the flat end surfaces; the flat end surfaces of the flexible first arm and the flexible second arm are placed flat on top of one another, wherein the flat end surfaces, in a state of lying on top of one another, point away from the base surface and form a substantially symmetrical triangle together with the base surface; and the flat end surfaces of the flexible first arm and the flexible second arm are substantially disposed on a central axis of rotation of the video unit.
2023 | Sensory system for improved balance control | A feedback device for measuring balance related information, and for producing a stimulation of the skin that encodes that information in a way that is useful to the wearer of the device. At least one sensor detects balance information and transmits at least one balance information signal to a signal processing subsystem. The signal processing subsystem converts the received balance information signal into at least one stimulation control signal. The signal processing subsystem then transmits the stimulation control signal to at least one stimulator, which provides stimulation to a wearer of the device reflecting the stimulation control signal received from the signal processing subsystem. | 1. A system for improving balance control, the system comprising: a. at least one sensor positionable against a limb of the user, wherein the at least one sensor is configured to generate user balance information signals and transmit the user balance information signals; b. a signal processing subsystem, the subsystem configured to receive the user balance information signals and generate balance control signals comprising temporal and spatial information reflecting an amount of force applied to the at least one sensor; and c. at least one stimulator configured to be responsive to the balance control signals to provide stimulation when the amount of force exceeds the predetermined force threshold, thereby providing feedback to the user.
2024 | Distributed healthcare communication system | A graphical audio station of a nurse call system is operable to permit a user to perform one or more of the following functions: establish a two-way voice communication link with another computer device in another patient and/or with a another computer device located in another staff work area and/or with a wireless communication device carried by caregiver and/or with a telephone of the healthcare facility; broadcast a voice page to a group of other selected computer devices; compose and send a text message to a portable device that is carried by a caregiver and that has wireless communication capability; browse web pages and/or view multimedia content, such as videos, hosted on servers of the healthcare facility and/or that are accessible via the Internet; view and/or acknowledge and/or answer and/or cancel alerts or nurse calls originating in a plurality of patient rooms. | 1. A healthcare communication system for use in a healthcare facility having a plurality of patient rooms, the healthcare communication system comprising: a plurality of graphical audio stations, each of the patients rooms having at least one of the plurality of graphical audio stations located therein, and a master station communicatively coupled to each of the graphical audio stations, each of the plurality of graphical audio stations having a graphical display screen and having user inputs that are usable to establish a two-way communication link with a selected one of the other graphical audio stations, to view a list of alerts or nurse calls originating in other patient rooms, to acknowledge alerts or nurse calls originating in other patient rooms, to answer alerts or nurse calls originating in other patient rooms, and to cancel alerts or nurse calls originating in other patient rooms.
2025 | Electronic cassette | A housing of an electronic cassette has an inclined surface which is formed between a side surface and a rear surface thereof and inclined relative to the side surface and the rear surface. An antenna opening through which a radio wave is transmitted is formed on the inclined surface. Since the antenna opening is formed on the inclined surface, the antenna opening is not blocked by a rear plate of a holder of an upright radiographic stand or a supine radiographic stand, and the antenna opening is not blocked by a side panel of an outer grid. Both in the case where the electronic cassette is set to the holder and in the case where the outer grid is attached to the electronic cassette, it is possible to perform stable wireless communication. | 1. An electronic cassette comprising: an image detector for detecting a radiation image of a subject based on radiation having been transmitted through the subject; a housing for housing the image detector, the housing having a front surface on which the radiation is incident, a rear surface facing the front surface, and four side surfaces, and the housing having an inclined surface which is formed at least between one of the side surfaces and the rear surface and inclined relative to the one of the side surfaces and the rear surface; an antenna disposed inside the housing, for use in wireless transmission of at least the radiation image via radio waves; and an antenna opening through which the radio waves are transmitted, at least part of the antenna opening being formed on the inclined surface.
2026 | Prophylactic kit apparatus | A prophylactic kit apparatus configured to be used with only a single patient includes a plurality of sealed modules and a housing configured to contain those sealed modules such that only one of the plurality of sealed modules can be removed from the housing at a time. Each of the plurality of sealed modules contains at least one prophylactic agent to be used in service of the patient. These sealed modules are to be used in a particular order and the housing is further configured to facilitate the removal of the sealed modules in only that particular order. | 1. A prophylactic kit apparatus configured to be used with only a single patient, comprising: a plurality of sealed modules, each of the sealed modules containing at least one prophylactic agent to be used in service of the patient and wherein the sealed modules are to be used in a particular order in service of the patient and wherein the plurality of sealed modules contain prophylactic agents to aid in preventing ventilator-associated pneumonia; a housing configured to conformally and loosely contain the plurality of sealed modules and having a dispensing slot configured and sized such that only one of the plurality of sealed modules can be removed from the housing at a time and in a particular order, the housing having no other openings of sufficient size to accommodate removal of one of the plurality of sealed modules, the housing further including an integral removable flap that at least partially blocks the dispensing slot and that, when removed from the dispensing slot, fully exposes the dispensing slot to thereby permit no more than one of the sealed modules to be removed from the housing therethrough at a time.
2027 | Thin film for a lead for brain applications | A thin film for a lead for brain applications includes at least one section comprising a high conductive metal and a low conductive metal, whereby the low conductive metal is a biocompatible metal and has a lower electrical conductivity than the high conductive metal and whereby the high conductive metal is at least partially encapsulated by the low conductive metal. Furthermore, the present invention relates to a method of manufacturing a thin film for a lead for brain applications and a deep brain stimulation system. | 1. A medical lead comprising: a proximal portion; at least one electrode located distal to the proximal portion; and an electrically conductive thin film extending from the proximal portion to the at least one electrode, the electrically conductive thin film comprising a metal trace formed of a high conductive metal extending from the proximal portion to the at least one electrode and a low conductive metal that encapsulates all sides of the high conductive metal extending from the proximal portion to the at least one electrode, wherein the low conductive metal comprises platinum, is biocompatible and has a lower electrical conductivity than the high conductive metal, and wherein the metal trace is electrically coupled to the at least one electrode such that electrical signals are conducted via the metal trace between the at least one electrode and a medical device electrically coupled to the medical lead.
2028 | Systems and methods for coordinating musculoskeletal and cardiovascular or cerebrovascular hemodynamics | Described herein are methods for determining a target musculoskeletal activity cycle (MSKC) to cardiac cycle (CC) timing relationship. The method may include detecting a first characteristic of a signal responsive to a CC timing of a user that repeats at a frequency that corresponds to a heart rate of the user; detecting a second characteristic of a signal responsive to a rhythmic musculoskeletal cycle activity (MSKC) timing of the user that repeats at a frequency that corresponds to the MSKC rate of the user; determining a value representative of an actual timing relationship between the first characteristic and the second characteristic; detecting a third characteristic of a signal corresponding to a physiological metric that varies with the actual timing relationship between the first and second characteristics; and determining a target value representative of a preferred timing relationship between the first and second characteristics. | 1. A system for favorably coordinating a rhythmic musculoskeletal activity cycle (MSKC) of a user with a cardiac cycle (CC) of the user, the system comprising: a prompt device, wherein the prompt device is configured to provide a prompt recurrently to the user for guiding performance of a rhythmic musculoskeletal activity; a sensor, wherein the sensor is configured to detect a signal correlating to a cyclically-varying arterial blood volume in a tissue of the user; and a processor, coupled to the prompt device and the sensor, wherein the processor is configured to: identify and measure a characteristic of the signal, which varies with a timing relationship between the MSKC and the CC of the user, compute a trend of the measured characteristic over time, and adjust the prompt based on the trend of the measured characteristic, wherein the prompt is adjusted such that the measured characteristic approaches a relative preferred value corresponding to a more favorable timing relationship between the MSKC and the CC of the user.
2029 | Agile imaging system | An agile optical imaging system for optical coherence tomography imaging using a tunable source comprising a wavelength tunable VCL laser is disclosed. The tunable source has long coherence length and is capable of high sweep repetition rate, as well as changing the sweep trajectory, sweep speed, sweep repetition rate, sweep linearity, and emission wavelength range on the fly to support multiple modes of OCT imaging. The imaging system also offers new enhanced dynamic range imaging capability for accommodating bright reflections. Multiscale imaging capability allows measurement over orders of magnitude dimensional scales. The imaging system and methods for generating the waveforms to drive the tunable laser in flexible and agile modes of operation are also described. | 1. An optical imaging system, comprising: a tunable source generating output optical radiation, the tunable source comprising a wavelength tunable vertical cavity laser (VCL), the VCL comprising a first and second laser mirror that form a laser cavity having a cavity length, an actuator configured to vary the laser cavity length, the VCL generating a single longitudinal mode lasing output that is tunable over an emission wavelength range for generating wavelength sweeps at a sweep repetition rate, wherein the laser cavity free spectral range is at least as wide as the emission wavelength range and the tuning over the entire emission wavelength range is mode hop free, and wherein the actuator and VCL are capable of operating over at least a 12% variation in the sweep repetition rate; a tuning driver, the tuning driver being capable of generating one or more wavelength tuning waveforms to affect the actuator which determines a sweep trajectory, a sweep speed, the sweep repetition rate, a sweep linearity, and the emission wavelength range; a current driver that supplies current to a gain material within the tunable source to adjust output optical radiation power; a monitoring detector configured to measure attributes of a tuning response of the tunable source and provide feedback to correct for disturbances to the tunable source or to generate the one or more wavelength tuning waveforms; an optical interferometer with a reference arm and a sample arm illuminated by said tunable source; one or more optical detectors that convert optical interference fringe signals from the optical interferometer into electric analog signals; a data acquisition device to convert the electric analog signals output from the one or more detectors into digital data.
2030 | Wearable computing device | The present disclosure describes a wearable computing device (WCD) in the form of a ring that can be worn on the finger of a human user. | 1. A charger for a device powered by stored electricity comprising: an electromagnetic radiation source, the electromagnetic radiation source producing a beam of light that defines a central axis of the charger, the electromagnetic radiation source providing electromagnetic radiation to a storage element on the device, thereby charging the device; and at least one magnet, the at least one magnet maintaining a fixed physical relationship with the device when engaged for charging.
2031 | Medicine administering system including injection pen and companion device | Methods, systems, and devices are disclosed for administering a medicament to a patient. In one aspect, a system includes an injection pen device in wireless communication with a mobile communication device. The injection pen device includes a housing including a chamber to encase a cartridge containing medicine, a dose setting and dispensing mechanism to set the mechanism to dispense a particular dose of the medicine from the loaded cartridge, a sensor unit to detect a dispensed dose based on positions and/or movements of the dose setting and dispensing mechanism, and an electronics unit in communication with the sensor unit to process the detected dispensed dose and time data associated with a dispensing event and to wirelessly transmit the dose data to a user's device. The mobile communication device provides a software application to provide the user with health information using the processed dose data. | 1. A system for administering a medicine to a patient, comprising: an injection device, comprising: a housing including a main body structured to include a chamber to encase a cartridge containing medicine upon loading of the cartridge in the chamber; a dose setting and dispensing mechanism to set and dispense a particular dose of the medicine from the cartridge, the dose setting and dispensing mechanism including a dose knob, a shaft, and a plunger, wherein the dose knob is rotatable to cause the shaft to move to a position proportional to a set dose of the medicine, and wherein the dose knob is moveable to cause the shaft to drive the plunger to dispense the medicine from the cartridge; a sensor to detect a dispensed dose, wherein the dispensed dose includes an amount of medicine dispensed from the cartridge, and an electronics unit in communication with the sensor unit, the electronics unit including a processor and a non-transitory memory to process the detected dispensed dose and time data associated with a dispensing event to generate dose data, a transmitter to wirelessly transmit the dose data to a user device, and a power source to provide electrical power to the electronics unit; and a mobile communication device in wireless communication with the injection device, wherein the mobile communication device includes a processor to process the dose data and a memory to store or buffer the dose data, a display, and a wireless communications unit to wirelessly receive the dose data from the injection device, wherein the processor includes a software application program product stored in the memory of the mobile communication device including instructions operable to cause the mobile communication device to perform operations comprising: processing one or more dose data corresponding to one or more dispensing events to form a dose dispensing sequence, wherein the dose dispensing sequence is formed such that the dispensing events of the dose disposing sequence all occur in temporal proximity of one another that span less than a predetermined temporal threshold, and the last dispensing event in the dose dispensing sequence is always identified as the injection event and one or more of the dispensing events other than the last dispensing events in the dose dispensing sequence are identified as the priming events, wherein the injection device includes a software application program product stored in the memory of the processing unit of the injection device and includes instructions operable to cause the injection device to perform operations to communicatively unbond the injection device from the mobile communication device to which the injection device is communicatively bonded, comprising: detecting a pattern sequence of operations of the dose setting and dispensing mechanism in a predetermined time frame; and clearing encryption keys stored in the memory of the injection device associated with the mobile communication device when the pattern sequence is detected in the predetermined time frame.
2032 | Selectively disabling a restricted mode of a user equipment based on detection of an emergency health condition | In an embodiment, a user equipment (UE) determines an emergency health condition for a user that is defined based on a set of health-related parameters crossing a corresponding set of thresholds. The UE receives health data from a set of health monitoring sensors that are each configured to monitor one or more health-related parameters of the user. The UE detects, while a restricted mode restricting access to a set of communicative functions of the UE is active, that the emergency health condition for the user exists based on the received health data indicating that the set of health-related parameters have crossed the corresponding set of thresholds. The UE disables the restricted mode in response to the detecting. The UE conveys, using one or more communicative functions from the set of communicative functions that are made available by the disabling of the restricted mode, an alarm related to the detected emergency health condition for the user. | 1. A method of operating a user equipment (UE), comprising: determining an emergency health condition for a user that is defined based on a set of health-related parameters crossing a corresponding set of thresholds; receiving health data from a set of health monitoring sensors that are each configured to monitor one or more health-related parameters of the user; detecting, based on execution of a given application at the UE while a restricted mode restricting access to a set of communicative functions of the UE is active, that the emergency health condition for the user exists based on the received health data indicating that the set of health-related parameters have crossed the corresponding set of thresholds; verifying that the given application has permission to disable the restricted mode of the UE; disabling the restricted mode in response to the detecting and the verifying; and conveying, using one or more communicative functions from the set of communicative functions that are made available by the disabling of the restricted mode, an alarm related to the detected emergency health condition for the user.
2033 | Monitoring, tracking, and managing symptoms of Alzheimer's disease | Various embodiments of the present invention describe mechanisms configured to monitor, track, and manage symptoms of Alzheimer's disease (AD). According to particular embodiments, a system includes an interface configured to present a memory test to a user and an interface configured to receive a response to the memory test. The system includes a processor that is configured to determine whether the user experienced a memory lapse based on the response to the memory test. The system further includes a computer memory configured to store data related to the memory lapse and memory ratings over time. Memory ratings and Alzheimer's disease progression ratings can be displayed using the system. | 1. A system for monitoring the progression of Alzheimer'ss disease, the system comprising: an electronic device comprising: a first output interface configured to present a memory test to a user at repeated periodic intervals; an input interface configured to receive a response to the memory test from the user; a processor connected to the output interface and input interface, the processor configured to determine whether the user experienced a memory lapse and generate a memory rating; and computer memory configured to store data related to the memory lapse and variations in the memory rating over time; and a bracelet worn by the user, the bracelet including: a processor; memory; a multi-colored light, the multi-colored light configured to display different colors for different types of notifications; a notification mechanism for displaying: notifications for presenting memory tests at the first output interface of the electronic device, wherein the bracelet works in conjunction with the electronic device to present the memory tests to the user, notifications for prompts for user input, and notifications for system conditions; a network interface to communicate with the electronic device; buttons for inputting user input; and a GPS device; wherein the system is configured to determine whether the user is lost and then provide the user with location information upon determining that the user is lost, wherein determining that the user is lost is determined by displaying a question to the user, said question comprises a plurality of answer choices for selection by the user, including a first choice, a second choice and a third choice; and wherein selecting the second choice or the third choice causes one or more follow-up questions for subsequent display to the user; wherein variations in the memory rating over time are used to identify an Alzheimer'ss disease progression rating corresponding to the user.
2034 | Navigation system | The technology disclosed herein includes a navigation system for a visually impaired person to navigate a public restroom. The navigation system may include a plurality of fixtures, a plurality of installations, wherein each installation is electronically connected to a fixture, and an electronic device, the electronic device configured to receive auditory or tactile signals from each installation and produce a signal indicative of a fixture location. The plurality of fixtures may include a toilet, a urinal, a sink, a soap dispenser, and a hand drying apparatus. | 1. A system for navigating a public restroom, comprising: a plurality of fixtures; a plurality of installations, wherein each installation is electronically connected to a fixture, wherein at least one installation is configured to determine an occupancy status of a fixture; and an electronic device, the electronic device configured to receive signals from each installation and produce a signal indicative of a fixture location.
2035 | Flexible acoustic barrier | A flexible acoustic barrier for suspending from a support frame wherein the flexible acoustic barrier comprises a portion of acoustic insulation material and at least one loudspeaker that is configured to emit an audible sound-masking signal to mask sound from a sound source. Another aspect of the invention comprises a corresponding method of mitigating noise pollution. | 1. A flexible acoustic barrier for suspending from a support frame, comprising: a portion of acoustic insulation material; and at least one loudspeaker configured to emit an audible sound-masking signal to mask sound from a sound source; wherein the acoustic barrier is configured to be folded, rolled, or folded and rolled from a deployed configuration to a compact configuration.
2036 | Wireless power delivery and data link | An electromagnetic induction wireless transceiver system including: a magnetic antenna; an electric antenna including first and second plates, the first plate being connectable to a body; and a power driver configured to produce a modulating signal used to drive the magnetic antenna and the electric antenna to produce electromagnetic induction fields, wherein the transceiver when connected to a body in a first location is configured to transmit power to a second electromagnetic induction wireless transceiver connected to a second location a distance from the first location, wherein the first and second locations are connected through magnetic and electric near-field coupling. | 1. An electromagnetic induction wireless transceiver system comprising: a transceiver comprising: a magnetic antenna comprising a coil; an electric antenna comprising a capacitor connected in parallel with the coil, the capacitor including first and second plates, the first plate being coupled to a living body; and a power driver configured to produce a modulating power signal according to data to be transmitted, the modulating power signal used to drive the magnetic antenna to produce a near-field magnetic field and to drive the electric antenna to produce a near-field electric field, wherein the near-field electric field is coupled to the living body and is available around the living body, and the near-field electric field has a direction normal to a surface of the living body, wherein the transceiver, when coupled to the living body in a first location, is configured to transmit, via the near-field magnetic field and the near-field electric field, the modulating power signal that simultaneously conveys the data and power to a second electromagnetic induction wireless transceiver coupled to the living body at a second location distant from the first location, wherein the modulating power signal is converted to direct current (DC) power to operate the second electromagnetic induction wireless transceiver.
2037 | Multi-channel communication scheme for medical body area network (MBAN) to meet duty cycle regulation | A system ( 52 ) and a method maintain a medical body area network (MBAN) ( 62 ). Devices ( 56, 58 ) of the MBAN ( 62 ) are communicated ( 152 ) with over one or more channels of the MBAN ( 62 ). The one or more channels include a primary channel, and each of the devices ( 56, 58 ) is assigned to one of the one or more channels. Further, a duty cycle of each of the one or more channels is continuously monitored ( 156 ). In response to the duty cycle of the primary channel meeting or exceeding a duty cycle limit, a device ( 56, 58 ) of the devices ( 56, 58 ) is moved ( 158 ) to a secondary channel. | 1. A system for maintaining a medical body area network (MBAN), said system comprising: at least one controller configured to: communicate with devices of the MBAN over one or more channels of the MBAN, the one or more channels including a primary channel that includes a minimum allowed priority level, and each of the devices assigned to one of the one or more channels, wherein each of the devices includes a priority; continuously monitor a duty cycle of each of the one or more channels; and in response to the duty cycle of the primary channel meeting or exceeding a duty cycle limit, move a device of the devices to a secondary channel of the one or more channels based on the priority level of the device relative to the minimum allowed priority level; wherein the at least one controller is further configured to communicate with the devices over each of the primary and secondary channels using a beacon-based superframe structure; wherein periods of active transmission on the primary and secondary channels are non-overlapping; wherein beacons of the primary channel include data regarding the superframe structure of the secondary channel.
2038 | Radiation imaging apparatus and imaging system | A radiation imaging apparatus, comprising a sensor panel in which a plurality of sensors configured to detect radiation are arrayed, a first circuit board that is arranged on the sensor panel and includes a circuit configured to read out a signal from each sensor, and a second circuit board that is arranged on the first circuit board and includes a circuit configured to read out a signal from each sensor, and whose radiant noise generation amount at a driving time of the circuit is larger than a radiant noise generation amount at a driving time of the circuit of the first circuit board, wherein the first circuit board is arranged between the sensor panel and the second circuit board. | 1. A radiation imaging apparatus comprising: a sensor panel in which a plurality of sensors configured to detect radiation are arrayed; a first circuit board that is arranged on the sensor panel and includes a circuit configured to read out a signal from each sensor; and a second circuit board that is arranged on the first circuit board and includes a circuit configured to read out a signal from each sensor, and whose radiant noise generation amount at a driving time of the circuit is larger than a radiant noise generation amount at a driving time of the circuit of the first circuit board, wherein the first circuit board is arranged between the sensor panel and the second circuit board.
2039 | Method and system for providing data communication in continuous glucose monitoring and management system | Method and apparatus for providing a data stream generator that generates a data stream associated with a monitored analyte level, and a radio frequency logic portion operatively coupled to the data stream generator, the radio frequency logic portion configured to generate a radio frequency data stream based on the data stream generated from the data stream generator, the radio frequency logic portion further including one or more finite state machines and a plurality of discrete digital logic circuits, the one or more finite state machines configured to control the plurality of digital logic circuits to generate the radio frequency data stream for wireless communication are provided. Systems and kits incorporating the same are also provided. | 1. A glucose monitoring device, comprising: an in vivo glucose sensor; and sensor electronics coupleable to the in vivo glucose sensor to receive signals generated by the in vivo glucose sensor, the sensor electronics including: a data communication unit; a transmit component to issue a build packet command and a send packet command; and a data stream generator to build a data packet based on the signals generated by the in vivo sensor in response to the build packet command, and to send the built data packet to the data communication unit in response to the send packet command, the data stream generator further including a serializer component to transition between a first state and a second state, and to serially output data with the transition.
2040 | Method for establishing a telecommunications system for patient monitoring | A wireless network having an architecture that resembles a peer-to-peer network has two types of nodes, a first sender type node and a second receiver/relay type node. The network may be used in a medical instrumentation environment whereby the first type node may be wireless devices that could monitor physical parameters of a patient such as for example wireless oximeters. The second type node are mobile wireless communicators that are adapted to receive the data from the wireless devices if they are within the transmission range of the wireless devices. After an aggregation process involving the received data, each of the node communicators broadcasts or disseminates its most up to date data onto the network. Any other relay communicator node in the network that is within the broadcast range of a broadcasting communicator node would receive the up to date data. This makes it possible for communicators that are out of the transmitting range of a wireless device to be apprized of the condition of the patient being monitored by the wireless device. Each communicator in the network is capable of receiving and displaying data from a plurality of wireless devices. | 1. A method of disseminating information relating to physical attributes of patients, comprising: associating with a patient at least one patient monitoring device having at least one sensor working cooperatively with at least a transmitter; detecting at least one physical attribute from the patient using the sensor; transmitting from the patient monitoring device patient data corresponding to the one detected physical attribute out to a device transmission area; providing a plurality of mobile communicators each having a transceiver adapted to receive data transmitted from said patient monitoring device and from other mobile communicators, wherein each of the plurality of mobile communicators has a predetermined broadcast range for broadcasting and receiving data and is adapted to broadcast data stored therein out to its corresponding broadcast range for reception by all communicators that are within its broadcast range; wherein when one communicator of said plurality of communicators moves to within the device transmission area of said one patient monitoring device, the patient data transmitted from the patient monitoring device is received by said one communicator; said one communicator comparing patient data of the one patient, if any, previously stored in said one communicator with the received patient data; storing the more recent of the received patient data and the previously stored patient data as updated patient data in said one communicator; and broadcasting the updated patient data to its broadcast range; wherein any one to multiple of the plurality of mobile communicators not located within the device transmission area of the patient monitoring device but located within the broadcast range of said one communicator are adapted to receive the updated patient data from said one communicator so that the users of said one communicator and said any one to multiple communicators that have received the patient data from said one communicator are able to monitor the physical attribute of the patient.
2041 | Ear model, head model, and measuring apparatus and measuring method employing same | Provided is a measuring apparatus that may measure a vibration amount weighted by cartilage conduction characteristics of the human ear and thus allows for accurate evaluation of an electronic device having a vibrator. A measuring apparatus for evaluating an electronic device that delivers a sound through vibration transmission from a vibrator retained in a housing held against the human ear includes an ear simulator simulating the human ear and a vibration detector disposed on an artificial eardrum formed in the ear simulator. | 1. A measuring apparatus comprising: an ear simulator for simulating the human ear, and a vibration detector disposed on an artificial eardrum formed in the ear simulator, wherein an electronic device delivers a sound through vibration transmission from a vibrator retained in a housing held against an external surface of an ear model, wherein the ear simulator includes the ear model, an artificial ear canal unit connected to the ear model, and the artificial eardrum connected to the artificial ear canal unit, and the artificial eardrum is separated from the ear model by an entirety of the artificial ear canal unit.
2042 | Burnout symptoms detection and prediction | A method for detecting and presenting burnout symptoms associated with users is provided. The method may include receiving a plurality of predictor rules for monitoring and detecting a plurality of burnout indicators. The method may further include monitoring and receiving the plurality of burnout indicators. Additionally, the method may include storing the monitored and received plurality of burnout indicators. The method may also include detecting a plurality of burnout events associated with the stored monitored and received plurality of burnout indicators. The method may further include determining the plurality of burnout symptoms based on the detected plurality of burnout events. The method may also include determining at least one aggregate score based on the determined plurality of burnout symptoms. The method may further include presenting at least one alert and at least one recommendation based on the determined plurality of burnout symptoms and the determined at least one aggregate score. | 1. A computer program product for detecting and presenting a plurality of burnout symptoms associated with at least one user, comprising: one or more computer-readable storage devices and program instructions stored on at least one of the one or more tangible storage devices, the program instructions executable by a processor, the program instructions comprising: program instructions to receive a plurality of predictor rules for monitoring and detecting a plurality of burnout indicators, wherein the plurality of predictor rules are based on a plurality of text and threshold values; program instructions to use IBM Watson™ Personality Insights and IBM Watson™ Tone Analyzer to analyze the plurality of burnout indicators program instructions to monitor and receive the analyzed plurality of burnout indicators; program instructions to store the monitored and received plurality of burnout indicators from a plurality of computing devices; program instructions to detect a plurality of burnout events associated with the stored monitored and received plurality of burnout indicators by using a plurality of predictors to detect the plurality of burnout events based on the received plurality of predictor rules; program instructions to determine the plurality of burnout symptoms based on the detected plurality of burnout events; program instructions to determine at least one aggregate score based on the determined plurality of burnout symptoms; and program instructions to present at least one alert and at least one recommendation based on the determined plurality of burnout symptoms and the determined at least one aggregate score.
2043 | Acoustic diodes and methods of using same | Acoustic diodes, devices incorporating such diodes and methods of using such devices are disclosed. An acoustic diode may include a periodic acoustic grating and a uniform plate. The periodic acoustic grating may include a plurality of gratings. The uniform plate may foe separated from the periodic acoustic grating by a resonant cavity. The acoustic diode may be configured to have a first transmission efficiency for acoustic waves incident on the periodic acoustic grating that is greater than a second transmission efficiency for acoustic waves incident on the uniform plate. The acoustic waves may have a wavelength within a range of wavelengths. Devices incorporating the acoustic diode may include medical imaging devices, such as ultrasound devices, and noise reduction devices. | 1. An acoustic diode comprising: a periodic acoustic grating having a plurality of gratings; and a uniform plate separated from the periodic acoustic grating by a resonant cavity, wherein the acoustic diode is configured to have a first transmission efficiency for acoustic waves incident on the periodic acoustic grating that is greater than a second transmission efficiency for acoustic waves incident on the uniform plate, and wherein the acoustic waves have a wavelength within a range of wavelengths.
2044 | Tissue slitting methods and systems | Methods and systems for separating an object, such as a lead, from formed tissue are provided. Specifically, a tissue slitting device is configured to engage patient formed tissue at a slitting engagement point. While the object is subjected to a first traction force, the tissue slitting device is caused to move further into the engaged tissue and slit the tissue past the point of engagement. The slitting device causes the tissue to separate along an axial direction of the length of the formed tissue and releases at least some of the force containing the object. The methods and systems are well suited for use in cardiac pacing or defibrillator lead explant procedures. | 1. A tissue slitting apparatus comprising: a shaft, wherein the shaft is flexible, the shaft having a proximal and a distal end, and wherein the shaft includes an inner lumen running from the proximal end to the distal end to receive at least one of an implanted object and mechanical traction device, and a central axis running along the inner lumen of the shaft; and a laser member carried by the inner lumen of the shaft, the laser member comprising: a plurality of optical fibers exposed adjacent to the distal end of the shaft, the plurality of optical fibers being aligned along only one direction perpendicular to the central axis of the shaft, wherein the plurality of optical fibers are configured to receive light energy from a laser light source and emit the light energy at the distal end in a distal direction; and an engagement feature comprising a surface forming an arc extending less than 360 degrees, wherein the surface is configured to engage the at least one of the implanted object and the mechanical traction device, the surface disposed between the central axis of the shaft and the plurality of optical fibers.
2045 | Method, device and helmet for guiding the blind | A method for guiding the blind includes: determining a target direction; and controlling a mechanical device to shift its center of gravity toward the target direction according to the target direction; wherein the mechanical device comprises a balance weight, a connecting rod, and a rotating axis, the connecting rod is connected to the rotating axis, and the balance weight is located on the connecting rod. | 1. A method for guiding the blind, comprising: determining a target direction; and controlling a mechanical device to shift its center of gravity toward the target direction according to the target direction, wherein the mechanical device comprises a balance weight, a connecting rod, and a rotating axis, the connecting rod is connected to the rotating axis, and the balance weight is located on the connecting rod.
2046 | Garment with remote controlled vibration array | A communication system and method are provided for remotely reproducing a touch pattern or gesture as a vibrotactile output. At a touch screen, a first user device receives a touch pattern by a first user, characterizes the touch pattern as a touch pattern data based upon time and intensity of touch at a plurality of array points of the touch screen, and communicates the touch pattern data to a network. A tactile array of micro-vibratory devices is attached to a garment and worn by a second user. The touch pattern data is wirelessly received from the first user device via the network. Vibration of selected micro-vibratory devices of the tactile array is modulated in timing and intensity in response to the touch pattern data to reproduce the touch pattern. | 1. A communication system for remote vibrotactile interaction, comprising: a first user device comprising: a touch screen to receive a nonverbal multivariate touch pattern by a first user and to characterize the touch pattern as a touch pattern data of a human gesture based upon time and intensity of touch at a plurality of array points of the touch screen, and a communication interface to communicate the touch pattern data to a network; and a second user device, comprising: a garment that is shaped to contact genitalia of a wearer; a tactile array of micro-vibratory devices attachable to a portion of the garment in contact with the genitalia of the wearer, a communication receiver to wirelessly receive the touch pattern data from the first user device via the network, and a vibrotactile controller responsive to the received touch pattern data to modulate timing and intensity of vibration of selected micro-vibratory devices of the tactile array to proportionally reproduce the nonverbal multivariate touch pattern of the human gesture.
2047 | Method of manufacturing an implantable electrode array by forming packages around the array control modules after the control modules are bonded to substrates | A method of forming an implantable electrode array that includes one or more packaged control modules. A control module is packaged by mounting the module to a substrate and forming a containment ring around the module. A conformal coating is disposed over the surface of the module to cover the carrier. Within the containment ring, the conformal coating hardens to form a non-porous shell around the control module. The one or more packaged control modules are placed in a flexible array. Electrodes that are mounted to or embedded in the flexible carrier are connected to the one or more control modules. | 1. A method of assembling an implantable electrode array, said method including the steps of: packaging at least one control module according to the steps of: forming a containment ring on a first surface of a substrate; mounting a control module to the first surface of the substrate so that the control module is disposed in the containment ring; applying a coating to the first surface of the substrate so that the coating is disposed in the containment ring around the control module so that the coating forms a non-porous shell in the containment ring around the control module; bonding a lid over the containment ring so that the lid extends over the control module and the shell so as to form at least one packaged control module embedding the at least one packaged control module in a flexible carrier; and electrically connecting the at least one packaged control module to at least one electrode that is disposed over or embedded in the flexible carrier.
2048 | Medical system comprising implants | A medical system is disclosed, comprising internal parts for implantation in a patient and external part for use externally to the patient. The external parts comprise an energy source equipped with a primary coil and an external control unit for controlling the energy source. The internal parts comprise an electrically powered medical device, an energy receiver equipped with a secondary coil and an internal control unit for controlling the internal parts. The system is arranged to determine a balance between the amount of energy received in the energy receiver and the amount of energy used by the medical device, based on a first, second and third parameter. | 1. A medical system comprising internal parts for implantation in a patient and external parts for use externally to the patient, the external parts comprising an energy source equipped with a primary coil for inductively transmitting energy to the implantable parts and an external control unit for the control of the energy source, the internal parts comprising an electrically powered medical device, an energy receiver equipped with a secondary coil for inductively receiving energy for the medical device from the external energy source and an internal control unit for the control of the internal parts, the system being arranged to determine a balance between the amount of energy received in the energy receiver and the amount of energy used by the medical device, in which system the internal control unit is arranged to wirelessly transmit feedback information to the external control unit, the system being arranged to determine said feedback information based on or relating to a first and a second parameter and a third parameter, with the first parameter being based on said energy balance over a certain amount of time and the second parameter being based on information relating to a coupling factor between the primary and the secondary coils and the third parameter being based on at least one of; a) in which the medical device also comprises a current regulator arranged to keep a current constant, the system being arranged to determine a difference between an input current -to the current regulator and the current which the current regulator is arranged to keep constant, in which system said third parameter comprising or being based on said difference, b) in which the system also comprises a voltage regulator arranged to keep a voltage constant, the system being arranged to determine a difference between an input voltage to the voltage regulator and the voltage which the voltage regulator is arranged to keep constant, in which system said third parameter comprising or being based on said difference, and wherein the system being adapted to take into account at least both the first and second and third parameters to determine the amount of energy which Should be transmitted by the energy source, thus allowing for a rapid adjustment of said energy balance.
2049 | Monitoring fitness using a mobile device | Athletic performance monitoring and tracking may provide multiple ways in which to track athletic movement and activity. In one example, an athletic monitoring device may include or be associated with multiple types of movement sensors and switch between the sensors or use both depending on various factors including type of workout. Workouts may also be tagged with various parameters including mood, weather, terrain, athletic equipment used and the like. In one or more examples, the parameters may be automatically determined based on location. User workouts and accomplishments may also be celebrated through messages from celebrities, family, friends and other users. In some cases, the messages may be triggered by various conditions. Coaching may also be provided to the user to help improve workouts and overall athletic performance. Running routes may also be automatically tracked, stored and shared. | 1. A computer-implemented method, comprising: receiving, from a sensor device while being worn on a user, motion data generated by the sensor device as a result of a motion of the user along a predetermined activity route; calculating, from at least a portion of the motion data, a first value of an athletic performance metric of the user at a first geographic location and a second value of the athletic performance metric of the user at a second geographical location; and outputting for display on a display device, a map comprising terrain image data and a marker comprising the predetermined activity route overlaid on the terrain image data, wherein the marker is divided into a plurality of color-coded segments, the plurality of color-coded segments comprising a first segment corresponding to the first geographic location and displayed in a first color, and a second segment corresponding to the second geographic location and displayed in a second color, and wherein the first color is selected responsive to the first value of the athletic performance metric of the user at the first geographical location being above a first performance metric threshold value, and wherein the second color is selected responsive to the second value of the athletic performance metric of the user at the second geographic location being above a second performance metric threshold value.
2050 | Electronic configuration and control for acoustic standing wave generation | Aspects of the disclosure are directed to an apparatus for separating a second fluid or a particulate from a host fluid. That apparatus comprises a flow chamber with at least one inlet and at least one outlet. A drive circuit configured to provide a drive signal to a filter circuit configured to receive the drive signal and provide a translated drive signal. An ultrasonic transducer is cooperatively arranged with the flow chamber, and transducer includes at least one piezoelectric element configured to be driven by the current drive signal to create an acoustic standing wave in the flow chamber. At least one reflector opposing the ultrasonic transducer to reflect acoustic energy. | 1. An apparatus for separating a second fluid or a particulate from a host fluid, comprising: a flow chamber with at least one inlet and at least one outlet; a control circuit configured to provide a drive signal; a scaling circuit that can receive the drive signal and provide an equivalent current source drive signal, where the scaling circuit provides impedance and source translation with respect to the ultrasonic transducer; an ultrasonic transducer, with a transducer input impedance, coupled to the flow chamber, the transducer includes at least one piezoelectric element configured to be driven by the equivalent current source drive signal to create an acoustic standing wave in the flow chamber; and at least one reflector opposite from the at least one ultrasonic transducer, where the acoustic standing wave comprises a multi-dimensional acoustic standing wave.
2051 | Method and system for identifying a user location | A waveguide apparatus includes a planar waveguide and at least one optical diffraction element (DOE) that provides a plurality of optical paths between an exterior and interior of the planar waveguide. A phase profile of the DOE may combine a linear diffraction grating with a circular lens, to shape a wave front and produce beams with desired focus. Waveguide apparati may be assembled to create multiple focal planes. The DOE may have a low diffraction efficiency, and planar waveguides may be transparent when viewed normally, allowing passage of light from an ambient environment (e.g., real world) useful in AR systems. Light may be returned for temporally sequentially passes through the planar waveguide. The DOE(s) may be fixed or may have dynamically adjustable characteristics. An optical coupler system may couple images to the waveguide apparatus from a projector, for instance a biaxially scanning cantilevered optical fiber tip. | 1. A method of identifying a user location, comprising: capturing, using a camera of an augmented reality system, an image of a field of view of a user; reducing a set of data associated with the image to create a fingerprint by the augmented reality system, wherein the fingerprint comprises a color histogram of the image indicating a location of the user, global positioning system data, and Wi-Fi data; transmitting the fingerprint to a database system having a database of stored fingerprints; comparing, at the database system, at least the color histogram of the fingerprint against the database of stored fingerprints, wherein the database of stored fingerprints is a topological map having nodes and lines respectively representing real world physical spaces and relationships between the real world physical spaces, each node of the topological map comprising a respective stored fingerprint including a color histogram, global positioning system data, and Wi-Fi data, the topological map not being a geometric map created from extracted points and tagged images, the topological map being a simplified representation of physical spaces in a real world, the topological map comprising fingerprints of spaces and relationships between fingerprints corresponding to various spaces the relationships between the fingerprints corresponding to the various spaces are not geographical relationships; identifying a localization area of the user based at least in part on a match between the fingerprint and a stored fingerprint of the database by the database system; and transmitting passable world data corresponding to the localization area from the database system to the augmented reality system without transmitting passable world data not relevant to the localization area, the passable world data comprising at least keyframes for use by the augmented reality system to determining pose, wherein localization area corresponds to a volume and the pose corresponds to a point within the volume.
2052 | System with a medical apparatus, and method for controlling startup and shutdown of the system | In a system and operating method wherein the system includes a medical apparatus and an operator console, a first input processor is assigned to the operator console and acquires a shutdown command that triggers a shutdown operation of the operator console, and a second input processor is assigned to the medical apparatus and acquires a startup command that triggers a startup operation of the medical device. A first interface forwards the shutdown command from the operator console to the medical apparatus wherein a shutdown operation of the medical apparatus is triggered, and a second interface forwards the startup command from the medical apparatus to the operator console, wherein a startup operation of the operator console is triggered. | 1. A system comprising: a medical apparatus; an operator console comprising a console computer configured to operate the medical apparatus at least partially in response to entries made by a user into the console computer; a first input processor assigned exclusively to the operator console and configured to acquire a shutdown command that triggers a shutdown operation of the operator console; a second input processor assigned exclusively to the medical apparatus and configured to acquire a startup command that triggers a startup operation of the medical device; a first interface configured to forward the shutdown command acquired by the first input processor from the operator console to the medical apparatus, with the shutdown command forwarded to the medical apparatus triggering a shutdown operation of the medical apparatus; and a second interface configured to forward the startup command acquired by the second input processor from the medical apparatus to the operator console, with the startup command forwarded to the operator console triggering a startup operation of the operator console.
2053 | Adaptive interface for continuous monitoring devices | Systems and methods that continuously adapt aspects of a continuous monitoring device based on collected information to provide an individually tailored configuration are described. The adaptations may include adapting the user interface, the alerting, the motivational messages, the training, and the like. Such adaptation can allow a patient to more readily identify and understand the information provided by/via the device. | 1. A method for adaptive configuration of an analyte monitoring device, the method comprising: measuring a glucose concentration in a host via a glucose sensor at least partially inserted in the host the glucose sensor configured to provide continuous sensor data associated with the glucose concentration in the host; transmitting a first report of first physiological information of the host based on the continuous sensor data using a first reporting format, wherein the first reporting format comprises a first reporting format characteristic; determining at least one of behavioral and contextual information comprising at least one of behavioral and contextual characteristic of the host, wherein the at least one of behavioral and contextual characteristic is associated with a physiological condition of the host; comparing the at least one of behavioral and contextual characteristic with one or more behavioral or contextual criteria; adjusting the reporting format based at least in part on said comparing, wherein the reporting format comprises a second reporting format characteristic that is different from the first reporting format characteristic, wherein the second reporting format characteristic includes a change in a level of discretion and a change in a reporting frequency; and transmitting a second report of second physiological information using the second reporting format.
2054 | Laser unit and extreme ultraviolet light generating system | There is provided a laser unit that may include: a master oscillator configured to output a linear-polarized laser light beam; a first polarization device disposed in a light path of the linear-polarized laser light beam and provided with a polarization axis substantially aligned with a polarization direction of the linearly-polarized incident laser light beam; a second polarization device disposed in the light path of the linear-polarized laser light beam and provided with a polarization axis substantially aligned with a direction of the polarization axis of the first polarization device; and a laser amplifier disposed between the first polarization device and the second polarization device in the light path of the linear-polarized laser light beam and including a pair of discharge electrodes disposed to oppose each other, an opposing direction of the pair of discharge electrodes being substantially aligned with the direction of the polarization axis of the first polarization device. | 1. A laser unit, comprising: a master oscillator configured to output a linear-polarized laser light beam; a first polarization device disposed in a light path of the linear-polarized laser light beam from the master oscillator and provided with a polarization axis that is substantially aligned with a polarization direction of the linearly-polarized incident laser light beam; a second polarization device disposed in the light path of the linear-polarized laser light beam and provided with a polarization axis that is substantially aligned with a direction of the polarization axis of the first polarization device; and a laser amplifier disposed between the first polarization device and the second polarization device in the light path of the linear-polarized laser light beam and including a pair of discharge electrodes disposed to oppose each other, an opposing direction of the pair of discharge electrodes being substantially aligned with the direction of the polarization axis of the first polarization device.
2055 | Inductive rotary joint | An inductive power transfer circuit comprises an inductive rotary coupling with a primary side rotatably arranged a secondary side. The primary side has a primary winding and the secondary side has at least two secondary windings. The secondary windings deliver a signal with the same phase and are connected at one end to a pair of capacitors, being further connected to a positive output and a negative output. The other ends of the secondary windings each are separately connected to a pair of rectifiers connected in forward direction to the positive output and in reverse direction to the negative output. By paralleling multiple secondary windings and rectifier circuits, the stray inductances and capacitances can be reduced which further leads to a reduced base load which helps to reduce total energy consumption of the circuit. | 1. An inductive power transfer circuit comprising: at least an inductive rotating coupler having a primary side rotatably arranged against a secondary side, the primary side comprising at least one primary winding, the secondary side comprising at least a first secondary winding and a second secondary winding, wherein said at least the first secondary winding and the second secondary winding have the same number of turns and are oriented to produce output voltages with the same amplitudes and phases, and have first winding outputs and second winding outputs, wherein the second winding outputs are connected together and are further connected to a first capacitor and a second capacitor, the first capacitor being connected to a positive output and the second capacitor being connected to a negative output, wherein each of the first winding outputs is independently connected by a first rectifier in a forward direction to the positive output and by a second rectifier in a reverse direction to the negative output, and wherein the first capacitor and the second capacitor are configured as part of a total resonance capacitance of a series resonance converter.
2056 | Device identification | An apparatus for enabling a first device to identify a second device comprises a first interface and a second interface. Each interface is configured to allow communication between the first device and the second device, and the first interface is distinct from the second interface. The apparatus further comprises one or more controllers configured to receive a first identifier from the second device via the first interface. If the first identifier has a predetermined value, the controllers receive a second identifier from the second device via the second interface. The controllers identify the second device using the second identifier. | 1. A radiotherapy device configured to identify an accessory for attachment to the device, the device comprising: a first device interface configured to communicate with a first accessory interface of the accessory; a second device interface configured to communicate with a second accessory interface of the accessory, the first device interface being distinct from the second device interface; and one or more controllers configured to receive a first identifier from the first accessory interface via the first device interface, determine whether the first identifier has a predetermined value, upon determining that the first identifier has the predetermined value, receive a second identifier from the second accessory interface via the second device interface, identify the accessory using the second identifier, and transmit a control signal to the accessory based upon the identification of the accessory.
2057 | Systems and methods for implantable medical devices including near field communications | The present disclosure provides a near field communications (NFC) detector network for use in an implantable medical device. The NFC detector network includes a combined Bluetooth low energy (BLE)NFC antenna, a BLE transceiver, a BLE path electrically connecting the combined BLE/NFC antenna to the BLE transceiver and configured to communicate BLE signals received at the combined BLE/NFC antenna to the BLE transceiver, and an NFC path electrically connecting the combined BLE/NFC antenna to the BLE transceiver, the NFC path configured to generate an activation signal for the BLE transceiver based on an NFC signal received at the combined BLE/NFC antenna. | 1. An implantable medical device comprising: a housing; a cover coupled to the housing and enclosing a region along an exterior of the housing; a detector network positioned within the housing; a near field communications (NFC) antenna positioned within the cover, the NFC antenna having a loop and a connector extending from the loop, the connector being electrically connected to the detector network at an end distal the loop; a Bluetooth low energy (BLE) antenna positioned within the cover, the BLE antenna being C-shaped and having a first end and a second end, the second end being electrically connected to the detector network; the detector network comprising: a BLE transceiver; a BLE path electrically connecting at least the BLE antenna to the BLE transceiver and configured to communicate BLE signals received at the BLE antenna to the BLE transceiver; and an NFC path electrically connecting at least the NFC antenna to the BLE transceiver, the NFC path configured to generate an activation signal for the BLE transceiver based on an NFC signal received at the NEC antenna.
2058 | Personal medical device interference mitigation | A system may include a sensor system and a control system configured for communication with the sensor system. The sensor system may include an ultrasonic sensor system. The control system may be capable of determining, based at least in part on signals from the ultrasonic sensor system, whether a personal medical device is within a predetermined distance from the mobile device. The control system may be capable of adjusting one or more mobile device settings in response to a determination that the personal medical device is within the predetermined distance of the mobile device. | 1. A mobile device, comprising: a sensor system that includes an ultrasonic sensor system; and a control system coupled to the sensor system, the control system being capable of: determining, based at least in part on signals from the ultrasonic sensor system, whether a personal medical device is within a predetermined distance from the mobile device; and adjusting one or more mobile device settings in response to a determination that the personal medical device is within the predetermined distance of the mobile device, and wherein the control system is further capable of: determining, based on signals received from the sensor system, a position of at least a portion of a person'ss body; controlling the ultrasonic sensor system to obtain ultrasonic image data from the portion of the person'ss body; and determining, based at least in part on the ultrasonic image data, whether the personal medical device is an implantable medical device that is within the portion of the person'ss body.
2059 | Wireless initialization of electronic devices for first time use | Apparatuses, devices, and methods of initializing an electronic device such as a wrist-worn device are provided. An optical input device may read the display of the wrist-worn device to obtain input corresponding to a pairing token presented at the display. An optical input processor may process the input to identify the pairing token. The pairing token may be provided to the wrist-worn device during a handshake process in order to establish a wireless communications session with the wrist-worn device. An initialization process may be performed via the wireless communication session. The initialization process may initialize the wrist-worn device such that a user may operate the wrist-worn device following the initialization process. | 1. A non-transitory computer-readable medium having executable instructions stored thereon for initializing an electronic device, wherein the instructions, when executed by a processor of a computing device, cause the computing device to: read, using an optical input device of the computing device, an electronic display of the electronic device to obtain input corresponding to a pairing token presented at the display; process the input to identify the pairing token; provide the pairing token to the electronic device during a handshake process that establishes a wireless communication session between the computing device and the electronic device; and perform an initialization process via the wireless communication session, wherein the initialization process initializes the electronic device such that the electronic device is available for operation by a user of the electronic device following the initialization process, wherein the initialization process comprises providing, to the electronic device, configuration information that governs operation of the electronic device and the configuration information comprises at least one user-specified configuration setting that customizes operation of the electronic device for the user.
2060 | Powered chairs for public venues, assemblies for use in powered chairs, and components for use in assemblies for use in powered chairs | Powered recliner chairs, assemblies for use in the chairs, and components for use in the assemblies are provided. Electrical systems for use in the chairs, and components for use in the assemblies are provided. Control systems and methods for operating powered recliner chairs are also provided. Any given chair may be locally and/or remotely controlled. | 1. A venue seating management system, comprising: a chair controller including at least one input selected from the group: a local user chair control input, a remote chair control input, a movie queue input, a venue sound system input, an emergency electric power source input, a chair ticket purchase input, a manually operated fire alarm input, an automatically operated fire alarm input, a carbon monoxide sensor input, a smoke sensor input, a sound detector input, a gunshot detector input, a scream detector input, a personal electronic device input, a mobile telephone input, a portable data assistant input, a laptop computer input, a computer input, a proximity sensor input, a universal serial bus (USB) port input, a capacitance sensor input, an ultra-sonic sensor input, a light sensor input, a touch sensor input, a proximity switch input, a limit switch input, an actuator electric current sensor input, a chair heater electric current sensor input, a chair cooling unit current sensor input, an electric power outlet current sensor input, a lighting unit current sensor input, a chair massage unit current sensor input, a pressure sensor input, a strain gauge sensor input, a microphone input, a motion sensor input, a temperature sensor input, a sonar sensor input, a WiFi communications input, a local area network communications input, a Bluetooth wireless communications input, a near field communications input, or a venue concessions input; and at least one output selected from the group: a chair actuator output, a chair information display output, a chair lighting unit output, an electric power output, a chair heater output, a chair cooling unit output, a chair massage unit output, a USB port output, a Bluetooth wireless communications output, a local area network communications output, a near field communications output, a venue sound system output, a venue concessions output, or an electric power outlet output, wherein the chair controller is configured as a remote master controller to control multiple powered chairs and includes security features selected from the group including: a key lock, password protection, or security handshake access, and wherein at least one of: an electric power supply, an electric power demand, a venue business function, or a venue maintenance function, is managed by controlling the at least one output based upon the at least one input.
2061 | Selective data transmission method and system based on central monitoring system | The present invention provides a selective data transmission method and a system based on a central monitoring system. The selective data transmission method includes a wireless sensor, wherein the wireless sensor executes the following steps of: A. collecting data; B. sending the data to a designated receiving end; C. selecting a receiving end according to an instruction, and taking the receiving end as the designated receiving end; and D. establishing a wireless connection with the designated receiving end. The present invention has the advantageous effects that the method and the system realize selective data transmission through transmitting the data to a selected receiving end, which not only can be applied to the field of medical monitoring, but also can be applied to such fields as security prevention, data backup and the like; working nodes can be switched. | 1. A selective data transmission method based on a selective data transmission method, comprising a wireless sensor, wherein the wireless sensor executes the following steps of: A: collecting data; selecting, according to an instruction from a central station, and among the central station and a monitor, a receiving end of the collected data; and designating the selected receiving end as a designated receiving end; B: sending the collected data to the designated receiving end; D: establishing a wireless connection with the designated receiving end; and E: returning to execute step A; wherein step A further comprises judging if the instruction from the central station is for selecting a bedside monitoring mode or for selecting a central monitoring mode and, if the instruction is for selecting a bedside monitoring mode, then executing a bedside monitoring mode step; otherwise, executing a central monitoring mode step; the bedside monitoring mode step comprising the following steps of: C1: establishing a wireless connection with the monitor, and designating the monitor as the designated receiving end; and C2: returning to execute step A; the central monitoring mode step comprising the following steps of: CC1) establishing a wireless connection with the central station, and designating the central station as the designated receiving end; and CC2) returning to execute step A; wherein in the step B, if the designated receiving end is the monitor, then after the wireless sensor sends the collected data to the monitor, the monitor further transmits the collected data to the central station.
2062 | Functional skin patch | A functional skin patch having a first surface and a second surface opposite the first surface is provided. The functional skin patch includes a functional unit having a thermo harvester and an antenna unit. The thermo harvester has a first terminal thermally connected to the first surface and a second terminal. The antenna unit has a first terminal thermally connected to the second terminal of the thermo harvester and a second terminal thermally connected to the second surface. The antenna unit has a stacked layer structure including, in this sequence, a metal layer thermally connected to the second terminal of the thermo harvester, a ferrite layer thermally connected to the metal layer, and an antenna layer thermally connected to the ferrite layer. | 1. A functional skin patch, comprising: a first surface of the functional skin patch; a second surface of the functional skin patch and opposite the first surface; a functional unit disposed in the functional skin patch and comprising a thermo harvester, the thermo harvester having a first terminal thermally connected to the first surface and a second terminal; and an antenna unit disposed in the functional skin patch and having a first terminal thermally connected to the second terminal of the thermo harvester and a second terminal thermally connected to the second surface, wherein the antenna unit has a stacked layer structure comprising, in this sequence, a metal layer thermally connected to the second terminal of the thermo harvester, a ferrite layer thermally connected to the metal layer, and an antenna layer thermally connected to the ferrite layer.
2063 | Systems and methods for monitoring patient health | Aspects of the invention relate to a system and a method for monitoring health of a patient by using wireless sensor devices positioned to monitor one or more physiological parameters of the patient, and a gateway device in wireless communication with the wireless sensor devices, the wireless sensor devices and the gateway device forming a wireless body area network. The gateway device includes two or more radio frequency integrated circuits (RFICs) connected in at least a series or a parallel connection and provides multiple frequency channels for receiving sensor data from the wireless sensor devices, where the sensor data is transmitted based on time synchronization signals and an multi-channel adaptive protocol. | 1. A system for monitoring health of a patient, the system comprising: a plurality of wireless sensor devices positioned to monitor one or more physiological parameters of the patient and configured to transmit sensor data representative of the one or more physiological parameters; a gateway device in wireless communication with the plurality of wireless sensor devices, the plurality of wireless sensor devices and the gateway device forming a wireless body area network, wherein the gateway device comprises two or more radio frequency integrated circuits (RFICs) connected in at least a series or a parallel connection; and a patient monitoring module configured to receive the sensor data from the gateway device for monitoring the one or more physiological parameters of the patient, wherein the gateway device and the plurality of wireless sensor devices are configured to communicate with each other based on time synchronization signals and a multi-channel adaptive protocol characterized by: a communication frame structure having at least one beacon time slot for transmitting a beacon signal from one of the two or more RFICs, and a plurality of frequency separated data slots for receiving respective sensor data from a plurality of wireless sensor devices, wherein the multi-channel adaptive protocol comprises simultaneous receipt of the sensor data from more than one wireless sensor devices from the plurality of wireless sensor devices in the plurality of frequency separated data slots in a cascading configuration starting from one of two or more RFICs and successively transmitted to other RFICs of the two or more RFICs based on a hierarchy of available data slots.
2064 | Optical sensing system and associated electronic device | An optical sensing system is disclosed. The optical sensing system includes a printed circuit board (PCB), a supporter and an optical sensor. The PCB includes a top surface, a bottom surface and a through cavity, wherein the through cavity extends downwardly from the top surface to the bottom surface. The supporter has a top surface and a bottom surface. The optical sensor is bonded and coupled to the top surface of the supporter, wherein the optical sensor includes a primary optic structure. Wherein the supporter is flipped over and bonded to the PCB with the top surface facing the through cavity, so that the optical sensor is coupled to the PCB and at least partially extends to the through cavity. Associated electronic devices are also disclosed. | 1. An optical sensing system, comprising: a printed circuit board (PCB) comprising a top surface and a bottom surface; a supporter having a first surface and a second surface opposite to the first surface; an optic structure extending downwardly from the top surface through the bottom surface of the PCB; and a sensor bonded and electrically coupled to the first surface of the supporter, the sensor including a light source, an optical detector, a first lens element and a second lens element, the light source being between the first lens element and the supporter, and the optical detector being between the second lens element and the supporter, wherein a width of the optic structure is greater than a width of the sensor; wherein the supporter is bonded to the PCB with the first surface of the supporter facing the optic structure, so that the sensor and the PCB are at the same side of the supporter, the sensor is electrically coupled to the PCB through the supporter, and the sensor at least partially extends to the optic structure.
2065 | Electronic device, control method, and control program | According to one of aspects, an electronic device used for a phone call includes: a sound input unit to which a sound is input during a phone call; and a sensor that is provided near the sound input unit and detects a substance contained in a gas. | 1. An electronic device for a phone call, the electronic device comprising: a sound input unit configured to receive a sound during a phone call; a first sensor provided near the sound input unit and configured to detect a substance contained in a first gas; and a second sensor configured to detect the substance contained in a second gas, and a controller configured to remove an influence of the substance contained in the second gas from a detection result of the first sensor based on a detection result of the second sensor, wherein the second sensor is provided on a face, of predetermined faces of the electronic device, different from a face where the first sensor is provided.
2066 | Respiratory gas monitor testing system and methods of use | A respiratory gas monitor testing system having a respiratory gas monitor coupled to a system for detecting a leak, wherein the system for detecting a leak has a flowmeter in fluid communication with both an inlet and an outlet of the respiratory gas monitor, with the exhaust of the flowmeter venting to atmosphere; a restriction valve, a sample pressure sensor, a flowmeter valve configured to allow the flowmeter to either measure sample flow rate or leak rate, a flow-smoothing buffer configured to improve flow measurement accuracy, and a system for simulating human breath; wherein the system for simulating human breath at elevated airway pressure has an air source, a calibration gas source, a breath simulation valve, a calibration gas valve, a sample pressure sensor, an air reservoir, a pressurized bottle with a pressure regulator and an orifice, and an air pump. | 1. A respiratory gas monitor testing system, comprising: a respiratory gas monitor coupled to a system for detecting a leak, wherein the system for detecting a leak comprises a flowmeter in fluid communication with both an inlet and an outlet of the respiratory gas monitor, with the exhaust of the flowmeter venting to atmosphere.
2067 | System and method for improved audio perception | This invention describes methods of Audio Signal Personalized Enhancement for optimal listening to music. A combination of hearing test, audio signal compensation, and signal processing algorithms are implemented jointly in an audio Device. An audio signal is processed and tuned within the entire range of audible frequencies to actively compensate for both the characteristics of the listening device, and the specific hearing characteristics of the listener, resulting in a much improved music listening experience. A randomized self-test algorithm is used to analyze user's hearing ability in each ear within a preselected dynamic volume range at multiple frequencies spanning the audible spectrum. | 1. A computer-implemented method for adjusting equalization of audio player individualized for a user, comprising: performing a dynamic range calculation to determine the dynamic hearing range of the user for a plurality of predetermined frequencies; performing a hearing data calculation to determine an upper and a lower level for each of the plurality of predetermined frequencies for each ear of the user individually; using the output of the hearing data calculations to adjust an equalization of an audio player to obtain a user tailored equalization; applying the user tailored equalization to an audio signal prior to playing the audio file to the user.
2068 | System for displaying medical monitoring data | A first medical device can receive a physiological parameter value from a second medical device. The second physiological parameter value may be formatted according to a protocol not used by the first medical device such that the first medical device is not able to process the second physiological parameter value to produce a displayable output value. The first medical device can pass the physiological parameter data from the first medical device to a separate translation module and receive translated parameter data from the translation module at the first medical device. The translated parameter data can be processed for display by the first medical device. The first medical device can output a value from the translated parameter data for display on the first medical device or an auxiliary device. | 1. A system for providing medical data translation for output on a medical monitoring hub, the system comprising: a portable physiological monitor comprising a processor configured to: receive a physiological signal associated with a patient from a physiological sensor; calculate physiological parameter measurements based on the physiological signal; and provide the physiological parameter measurements to a monitoring hub for display; the monitoring hub comprising a docking station configured to receive the portable physiological monitor, the monitoring hub configured to: receive the physiological parameter measurements from the portable physiological monitor; display a first value responsive to the physiological parameter measurements; receive physiological parameter data from a medical device other than the portable physiological monitor, the physiological parameter data formatted according to a protocol other than a protocol natively readable or displayable by the monitoring hub; receive measurement synchronization data associated with the medical device; determine, based at least in part on the physiological parameter data, translated parameter data readable and displayable by the monitoring hub; determine, based at least in part on the measurement synchronization data, a time-wise synchronization of the physiological parameter measurements and the translated parameter data; and display a second value responsive to the translated parameter data, wherein the display of the first value and the display of the second value are time-wise synchronized so as to be helpful in assisting a caregiver in evaluating patient wellness.
2069 | System and method for monitoring ablation size | A system for monitoring ablation size is provided and includes a power source including a microprocessor for executing at least one control algorithm. A microwave antenna is configured to deliver microwave energy from the power source to tissue to form an ablation zone. An ablation zone control module is in operative communication with a memory associated with the power source. The memory includes one or more data look-up tables including data pertaining to a control curve varying over time and being representative of one or more electrical parameters associated with the microwave antenna. Points along the control curve correspond to a value of the electrical parameters and the ablation zone control module triggers a signal when a predetermined threshold value of the electrical parameter(s) is measured corresponding to the radius of the ablation zone. | 1. A system for monitoring ablation size, comprising: a power source; a microwave antenna; an ablation zone control module configured to: determine a reflected power associated with the microwave antenna; calculate a derivative at a point taken along a control curve corresponding to the reflected power; determine whether the microwave antenna and tissue in a near field of the ablation zone are approaching a respective steady-state condition based on the derivative.
2070 | Adhesive and peripheral systems and methods for medical devices | Fill stations and base stations are provided for personal pump systems. The fill stations may be opened and closed to accept a reservoir and to allow fluid to be introduced into the reservoir for use with personal pump systems. The fill stations may hold the reservoir at a tilt relative to an underlying surface and may discourage overfilling of the reservoir. The filling stations may also include viewing windows having fluid lines marked thereon for indicating volume of fluid within the reservoir. | 1. A system for controlling a wearable medical device, the system comprising: an intermediate transceiver separate from the wearable medical device, the intermediate transceiver comprising: short-range reception circuitry for, over a given range, receiving signals from the wearable medical device; short-range transmission circuitry for, over the given range, transmitting signals to the wearable medical device; longer-range transmission circuitry for, over a longer range exceeding the given range, transmitting the received signals to a user interface located remotely from the patient, longer-range reception circuitry for, over the longer range, receiving signals from the user interface; and an alarm for notifying a user of the presence of a fault condition; and a user interface located remotely from the intermediate transceiver, the user interface comprising: interface reception circuitry for receiving signals from the intermediate transceiver; and interface transmission circuitry for transmitting signals to the intermediate transceiver; wherein the user interface is configured to receive an alarm signal from the intermediate transceiver and to relay the alarm signal.
2071 | Adhesive and peripheral systems and methods for medical devices | An apparatus for inserting an infusion device for supplying a fluid to a body of a user, and a sensor for monitoring a body characteristic of the user, the apparatus including a bridge including a rigid body and comprising an infusion device end and a sensor end, the bridge further including an infusion device introduction needle attached to the infusion device end, a sensor introduction needle, the sensor introduction needle attached to the sensor end, an infusion device, operatively coupled to the infusion device introduction needle, for infusing a fluid to an infusion site, and a sensor introduction needle operatively coupled to an electrochemical sensor having a sensor electrode for determining at least one body characteristic of the patient at a sensor placement site, an infusion device release for releasing the infusion device from the infusion device introduction needle, and a sensor release for releasing the sensor from the sensor introduction needle. | 1. An apparatus for inserting both an infusion device for supplying a fluid to a body of a user, and a sensor comprising a sensor electrode for monitoring a body characteristic of the user at an infusion site, the apparatus comprising: a bridge comprising an infusion device end and a sensor end; an infusion device introduction needle attached to the infusion device end; a sensor introduction needle, the sensor introduction needle attached to the sensor end; an infusion device, operatively coupled to the infusion device introduction needle; a sensor operatively coupled to the sensor introduction needle; an infusion device release for releasing the infusion device from the infusion device introduction needle; and a sensor release for releasing the sensor from the sensor introduction needle, wherein the infusion device and the sensor are disposed on the bridge wherein they operatively engage and disengage from the bridge.
2072 | Cognitive enhancement using feedback | In an embodiment, a method includes determining a target frequency corresponding to a target brain state and stimulating a brain of a user using feedback to attempt to achieve the target brain state in the user. The stimulating step may include measuring an electrical output of the brain of the user received from one or more sensors coupled to the user, determining a current frequency associated with the brain of the user based on the measured electrical output, and determining a difference between the current frequency and the target frequency. When the difference between the current frequency and the target frequency is greater than a predetermined amount, the method includes sending a signal to the brain of the user through one or more pathways. The signal may have a frequency operable to modify the current frequency associated with the brain of the user towards the target frequency. | 1. A method, comprising: determining, by a processor, a target frequency corresponding to a target brain state; and stimulating, by the processor, a brain of a user using feedback to achieve the target brain state in the user by repeating the following one or more times: measuring an electrical output of the brain of the user received from one or more sensors coupled to the user; determining a current frequency associated with the brain of the user based on the measured electrical output; determining a difference between the current frequency associated with the brain of the user and the target frequency; and sending two or more signals to the brain of the user along two or more pathways using a plurality of distinct types of stimulation devices, wherein the sending of the two or more signals to the brain of the user is based upon a determination, by the processor, that the difference between the current frequency and the target frequency is greater than a predetermined amount, the two or more signals having a frequency operable to modify the current frequency associated with the brain of the user towards the target frequency, wherein the two or more pathways comprise a first optical pathway through an eye and a second optical pathway through an ear, wherein the plurality of distinct types of stimulation devices comprise an optical device and an audible device, wherein the two or more signals are simultaneously sent along the two or more pathways using the optical device and the audible device, to simultaneously provide stimulating signals to the brain of the user.
2073 | Method and apparatus for exercise monitoring combining exercise monitoring and visual data with wireless wearable devices | Embodiments of the invention provide a method and apparatus for a wireless exercise monitoring system for interactively monitoring an aspect of exercise, sports, or fitness utilizing a wearable device, such as a watch, eyewear, or smart apparel. The device is equipped with, or connected to, a digital camera. Sensors integrated with, or wirelessly connected to, the wearable internet device record physiological data during exercise and data measuring the amount of exercise performed. The data and visual images from the camera are transmitted to one or more internet servers, and may be shared with other mobile internet devices. | 1. A system for monitoring exercise, comprising: a mobile internet device configured to be carried on a person, the mobile internet device including: a keyboard, keypad, or voice processing technology for receiving user input, an integral digital camera, and a generic port providing a connection to an exercise monitoring device; a communications port providing an interactive wireless connection with one or more internet servers; a non-transitory computer readable medium having instructions stored thereon for providing a user interface for displaying visual images including graphics, photographs, and video clips; the non-transitory computer readable medium further having instructions stored thereon for performing a method comprising steps of: receiving a first type of data that is physiological data measured during exercise, and receiving a second type of data that is an amount of exercise work performed; receiving a third type of data representing visual images captured by the camera, and transmitting the first type of data measuring the physiological data, the second type of data measuring the quantitative amount of exercise work performed, and the third type of data representing the visual images, to one or more internet servers, and a non-transitory computer readable medium residing on one or more internet servers having instructions stored thereon defining a server application for performing a method comprising steps of: receiving the first type of data that is the physiological data, and receiving the second type of data that is a quantitative amount of exercise work performed, and receiving the third type of data representing visual images from the mobile internet device; processing the first, second, and third types of data; transmitting the processed data to the mobile internet device in response; and transmitting the processed data to a second mobile device, whereby a user of the second mobile device may review the transmitted data and images; wherein the non-transitory computer readable medium of the wireless internet device further has instructions for causing the wireless internet device to receive and display the processed data on the user interface of the wireless internet device.
2074 | Electrically motorized wheel | A system, method, and device for operations of an electrically motorized vehicle. The vehicle can utilize an electrically motorized wheel to convert a non-motorized wheeled vehicle to an electrically motorized wheeled vehicle. The electrically motorized wheeled vehicle includes a plurality of electrically motorized wheels, each of the plurality of electrically motorized wheels in communication with at least one other of the plurality of electrically motorized wheels to coordinate operation of the vehicle. | 1. A wheelchair, comprising: at least two electrically-motorized wheels, each electrically-motorized wheel comprising: a motor, a sensor to detect an input from a user to a ring handle of the wheel, wherein the input comprises physical power to move the wheelchair; and a control unit configured to control the motor to produce an output that assist the user moving the wheelchair or resists the input based in part on detected input from the sensor, wherein the input of physical power to move the wheelchair is intended to move the wheelchair forward and results in an output from at least one of the at least two electrically-motorized wheels that aids in forward movement of the wheelchair.
2075 | Fabrication and application of nanofiber ribbons and sheets and twisted and non-twisted nanofiber yarns | A process of producing a yarn, ribbon or sheet that includes nanofibers in which the process includes forming a yarn, ribbon or sheet comprising nanofibers, and applying an enhancing agent comprising a polymer to the yarn, ribbon or sheet. | 1. A process of producing a composite yarn, ribbon or sheet comprising nanofibers, the process comprising the steps of: (a) forming a yarn, ribbon or sheet comprising nanofibers by drawing the yarn, ribbon or sheet from a nanofiber forest; and (b) applying an enhancing agent to the yarn, ribbon or sheet to form a composite yarn, ribbon or sheet, the enhancing agent is selected from a group consisting of friction aids, electrolytes, binding agents, species that enhance thermal conductivity of the yarn, ribbon or sheet, species that enhance electrical conductivity of the yarn, ribbon or sheet, and combinations thereof.
2076 | Wearable device for tracking real-time ambient health conditions and method for destination selection based on tracked real-time ambient health conditions | A system for providing destination guidance based on tracked real-time ambient health conditions includes one or more location tracking devices carried by one or more participants. The one or more location tracking devices track the locations of the one or more participants and providing the tracked locations to a central server when it is determined that the one or more participants are infected by a communicable ailment. The central server receives the provided tracked locations and transmits the tracked locations to a navigation guidance device carried by a user, without transmitting identifying details about the one or more participants. The navigation guidance device carried by the user provides guidance to the user on selecting a destination or route that avoids contact with or exposure to the plurality of participants. | 1. A system for providing destination guidance based on tracked real-time ambient health conditions, comprising; one or more location tracking devices carried by one or more participants, the one or more location tracking devices tracking the locations of the one or more participants and providing the tracked locations to a central server when it is determined that the one or more participants are infected by a communicable ailment; the central server, receiving the provided tracked locations transmitting the tracked locations to a navigation guidance device carried by a user, without transmitting identifying details about the one or more participants; a wearable device worn by the user to monitor the user'ss health condition and automatically determine when the user is susceptible to the communicable ailment based on the user'ss monitored health condition; and the navigation guidance device carried by the user and providing guidance to the user on selecting a destination or route that avoids contact with or exposure to the plurality of participants when it is determined that the user is susceptible to the communicable ailment based on the user'ss monitored health condition.
2077 | EEFIT-based electromagnetic wave energy conducting equipment | The utility model discloses an EEFIT-based electromagnetic wave energy conducting equipment, having an enclosure, a skeleton, main emission sources, conveying devices and a PLC. The skeleton is arranged in the enclosure, the main emission sources are arranged on the skeleton, the conveying devices are arranged beside the main emission sources, and the conveying devices are electrically connected with the PLC. Each conveying device has a conveyor belt and limit rods. Two limit rods are arranged on each conveyor belt. The limit rods are respectively driven by two independent stepping motors. The EEFIT-based electromagnetic wave energy conducting equipment has the advantages of wider application range, more functions and lower cost, can be applicable to the irradiation of common or fragile materials, and can handle the materials on the same equipment according to different references. The manufacturing and maintenance costs are lower, and the failure rate is smaller as well. | 1. An EEFIT (Efficiency Enhancement Field Induction Technology)-based electromagnetic wave energy conducting equipment, comprising: an enclosure; a skeleton arranged within the enclosure; main emission sources arranged on the skeleton and configured to irradiate an article in the enclosure; conveying devices arranged beside the main emission sources, the conveying devices configured to transfer the article to be irradiated into and out of the enclosure; and a PLC (Programmable Logic Controller), the conveying devices being electrically connected with the PLC, wherein each conveying device comprises: a conveyor belt; and limit rods arranged on each conveyor belt, the limit rods being respectively driven by two stepping motors, which are configured to receive a control signal from the PLC.
2078 | Auxiliary electronic device attachable to a wearable electronic device | An auxiliary electronic device attachable to a wearable electronic device. The auxiliary device includes a housing, electronic circuitry within the housing, and an attachment mechanism configured to attach the auxiliary electronic device to the wearable device while the device is being worn by a user. In some embodiments the electronic circuitry includes a power transmitting unit that can wirelessly transmit power to charge a rechargeable battery within the wearable electronic device. In some embodiments the attachment mechanism includes a pair of lugs that extend, from opposite ends of the housing, above the housing towards a center of the auxiliary device and are adapted to fit within corresponding recesses of the wearable electronic device. | 1. An auxiliary electronic device for a wearable electronic device, the auxiliary electronic device comprising: a housing; a power transmitting unit within the housing and configured to wirelessly transmit power to a power receiving unit of the wearable electronic device; an attachment mechanism configured to attach the housing to the wearable electronic device while the device is being worn by a user; and a lens that traverses the housing from a first side, configured to engage the wearable electronic device, to a second side, opposite the first side.
2079 | Wearable electronic device with interface | A wearable electronic device is disclosed. The wearable electronic device comprises a ring body and a substrate. The ring body has an outer cover and an interface disposed on an exterior of the outer cover, with the ring body defining an annular receiving space within the ring body. The substrate is disposed in the annular receiving space and has a plurality of capacitive plates. | 1. A wearable electronic device, comprising: a ring body having an outer cover, a first side cover, a second side cover, a sizing insert, and an interface disposed on an exterior of the outer cover, the outer cover, first side cover, second side cover, and sizing insert defining an annular receiving space within the ring body; a substrate disposed in the annular receiving space and having a plurality of capacitive plates, the interface positioned proximate the plurality of capacitive plates; and an inductive layer disposed in the annular receiving space around the sizing insert.
2080 | Systems and methods for context-aware transmission of longitudinal safety and wellness data wearable sensors | The present solution provides a system and a method for efficiently transmitting data recorded by a wearable sensor. More particularly, the systems and methods described herein enable the data/context-aware transmission of data. In some implementations, by classifying data into predefined categories and then transmitting the data using a transmitter configuration associated with each of the categories enables improved transmission reliability while also improving battery life. | 1. A method for efficiently transmitting data from a wearable device, the method comprising: classifying, by a wearable device with a transmitter configurable to transmit according to different transmission configurations, a first subset of data obtained by one or more sensors of the wearable device into a first category of a plurality of categories, each of the plurality of categories corresponding to one of a plurality of transmission configurations specifying at least a level of power at which the transmitter is to transmit; establishing, by the wearable device, the transmitter to use a first transmission configuration corresponding to the first category, the first transmission configuration specifying a first level of power for transmitting the first subset of data; encoding the first subset of data with a first encoding scheme based on the first category of the plurality of categories; transmitting, by the transmitter, the first subset of data using the first level of power of the first transmission configuration; establishing, by the wearable device responsive to classifying a second subset of data obtained by the one or more sensors of the wearable device into a second category of the plurality of categories, the transmitter to use a second transmission configuration of the plurality of transmission configurations corresponding to the second category, the second transmission configuration different from the first transmission configuration and specifying a second level of power, different than the first level of power, for transmitting the second subset of data; encoding the second subset of data with a second encoding scheme different than the first encoding scheme based on the second category of the plurality of categories; and transmitting, by the transmitter, the second subset of data using the second level of power of the second transmission configuration.
2081 | Devices, systems, and methods for authenticated intravascular device use and reuse | Devices, systems, and methods for reconditioning an intravascular device for reuse are provided. The method includes reading first security data from a memory of the intravascular device; determining if the intravascular device is authentic; generating second security data, when the intravascular device is authentic; and writing the second security data to the memory of the intravascular device. Devices, systems, and methods for authenticating an intravascular device for use are also provided. The method includes bringing an intravascular device into communication with a computing device, the intravascular device including a memory; determining if first security data is authentic; determining, when the first security data is authentic, if the intravascular device has been reconditioned; determining, when the intravascular device has been reconditioned, if the second security data is authentic base; and permitting, when second security data is authentic, use of the intravascular device in the clinical procedure. | 1. An intravascular system, comprising: an intravascular device including a memory, wherein the memory includes: device data associated with the intravascular device; security data generated based on the device data and a secret key, wherein the security data including a message authentication code (MAC); a computing device in communication with the memory, wherein the computing device operable to: determine if the intravascular device is authentic based on the device data and the security data; determine if the intravascular device is within an authorized period of use based on the device data; and permit, when the security data is authentic and the intravascular device is within the authorized period of use, use of the intravascular device in the clinical procedure.
2082 | Multi-modal biometric identification | At least two biometric measurement signals are generated by contact with a single individual. At least one feature is extracted from each signal of the at least two biometric measurement signals, the extracted features are combined to generate a combined biometric signal. The combined biometric signal is compared with a defined biometric signal associated with a known individual, responsive to the combined biometric signal matching the defined biometric signal, a signal is transmitted indicating that the single individual is the known individual. The biometric measurement signals can be collected by a biometric identification device worn or carried by the single individual. The processing may be done by the biometric identification device or a remote server. | 1. A method, comprising: receiving, at a computing device, at least two biometric measurement signals generated by contact with a single individual, wherein the at least two biometric measurement signals comprise an electrocardiograph (ECG) signal and a photoplethysmography (PPG) signal; combining at least one feature extracted from each signal of the at least two biometric measurement signals to generate a combined biometric signal; comparing the combined biometric signal with a defined biometric signal associated with a known individual; and transmitting a signal, responsive to the combined biometric signal matching the defined biometric signal, indicating that the single individual is the known individual.
2083 | Remote control of dialysis machines | This disclosure relates to remote control of dialysis machines. In certain aspects, a method includes receiving a request for a network connection from a dialysis machine and establishing the network connection with the dialysis machine. The method also includes receiving, from a client device, a request to access the dialysis machine, authorizing the client device to access the dialysis machine, receiving, from the dialysis machine, information pertaining to an operation of the dialysis machine, and providing, to the client device, the received information. | 1. A method performed by a data processor, the method comprising: receiving a request for a network connection from a dialysis machine; establishing the network connection with the dialysis machine; receiving, from a client device, a request to access the dialysis machine; authorizing the client device to access the dialysis machine; receiving, from the dialysis machine, information pertaining to an operation of the dialysis machine; providing, to the client device, the received information; receiving, from the client device, first video data obtained by a camera of the client device; providing, to a display of the dialysis machine, video based on the first video data; receiving, from the dialysis machine, second video data obtained by a camera of the dialysis machine; and providing, to a display of the client device, video based on the second video data, wherein an interface of the client device is configured to present controls for controlling the dialysis machine.
2084 | User activity tracking system | In one embodiment, sensor signals corresponding to motions of a client device are received. Activities of a user corresponding to the client device are determined, based on a first analysis algorithm that uses the sensor signals to select activity types, each activity type corresponding to a particular time period. A reference to the selected activity types is sent to the client device. User input indicating whether the reference is correct is received from the client device. Based on the indication, which reflects the accuracy of the first analysis algorithm, a priority between the first analysis algorithm and a second analysis algorithm is determined, based on determining which analysis algorithm is more accurate. | 1. A method comprising: by one or more computing devices, receiving, from a client device, one or more sensor signals corresponding to one or more motions of the client device; by the one or more computing devices, determining one or more activities of a user, wherein: the user corresponds to the client device; and the determining comprises using a first analysis algorithm of the one or more computing devices to select, based on the one or more sensor signals, one or more activity types, wherein each of the one or more activity types corresponds to a particular time period; by the one or more computing devices, sending, to the client device, a reference to the selected activity types; by the one or more computing devices, receiving user input from the client device, wherein the user input indicates whether the reference is correct; and by the one or more computing devices, in response to the user input, determining whether to prioritize a second analysis algorithm of the one or more computing devices over the first analysis algorithm, wherein the determining priority is based on determining, based on the user input, that the second analysis algorithm is more accurate than the first analysis algorithm.
2085 | Electronic device | To improve the usability of an electronic device, the electronic device includes: a first communication unit located near a user; a receive unit configured to receive data through communication via a body of the user or near field communication between a second communication unit located in a member used by the user and the first communication unit; and a recording unit configured to record data pertaining to the member when communication is established between the first communication unit and the second communication unit. | 1. A non-transitory computer readable medium storing a program causing a processor of a mobile terminal to execute a process, the mobile terminal including: a camera; a display; a memory; and the processor, the process comprising: while communicating with a device including a sensor attached to equipment used to perform a swing, the device measuring acceleration and angular velocity of the device, causing the camera to capture an image and receiving, from the device, first data including acceleration and angular velocity of the device measured by the sensor attached to the equipment; storing in the memory the first data including the acceleration and the angular velocity of the device measured by the sensor in association with image data generated by the camera; reading second data relating to a second swing stored in the memory; and displaying on the display (i) information based on the first data, (ii) information based on the second data in a comparable manner, and (iii) an associated image generated from the image data.
2086 | Assembly methods and apparatus for electrically stable connectors | Assembly methods and apparatus for electrically stable connectors are described herein where a conductive wire assembly generally comprises an insulative substrate having a length, one or more conductive elements formed along a first direction upon the substrate, an insulative coverlay formed upon the one or more conductive elements, and at least one opening or window defined through the insulative coverlay exposing a portion of the one or more conductive elements. A conductive coating is formed upon the insulative coverlay such that the conductive coating is in contact with the portion of the one or more conductive elements through the at least one opening or window and the conductive coating may have at least one region removed along a second direction in proximity to the at least one opening or window such that one or more conductive pads are formed and are electrically isolated from a remainder of the conductive coating. | 1. A conductive wire assembly, comprising: an insulative substrate having a length; one or more conductive elements formed along a first direction upon the substrate; an insulative coverlay formed upon the one or more conductive elements; at least one opening or window defined through the insulative coverlay exposing a portion of the one or more conductive elements; and, a conductive coating formed upon the insulative coverlay, wherein the conductive coating is in contact with the portion of the one or more conductive elements through the at least one opening or window, wherein the conductive coating has at least one region removed along a second direction in proximity to the at least one opening or window such that one or more conductive pads are formed and are electrically isolated from a remainder of the conductive coating.
2087 | Cortical implant system for brain stimulation and recording | The present invention consists of an implantable device with at least one package that houses electronics that sends and receives data or signals, and optionally power, from an external system through at least one coil attached to at least one package and processes the data, including recordings of neural activity, and delivers electrical pulses to neural tissue through at least one array of multiple electrodes that are attached to the at least one package. The device is adapted to electrocorticographic (ECoG) and local field potential (LFP) signals. A brain stimulator, preferably a deep brain stimulator, stimulates the brain in response to neural recordings in a closed feedback loop. The device is advantageous in providing neuromodulation therapies for neurological disorders such as chronic pain, post traumatic stress disorder (PTSD), major depression, or similar disorders. The invention and components thereof are intended to be installed in the head, or on or in the cranium or on the dura, or on or in the brain. | 1. A neurostimulation and recording device comprising: a first hermetic package enclosing a first electronic circuit for neural recording from the brain suitable to be implanted within a head; a first flexible circuit including a polymer base layer, a metal layer forming bond pads, electrodes and traces connecting bond pads to electrodes on the polymer base layer, and a polymer top layer on the polymer base layer and the metal layer, the bond pads bonded to the first hermetic package and electrically coupling the electrodes to the first electronic circuit, the electrodes suitable to record neural activity from the brain; a first wireless transceiver electrically coupled to the electronic circuit for neural recording for sending data derived from the neural activity; a first coil connected to the first wireless transceiver, suitable to send data to a control circuit; a second hermetic package, separate from the first hermetic package, enclosing a second electronic circuit for neural stimulation suitable to be implanted within the same head; a second flexible circuit including a polymer base layer, a metal layer forming bond pads, electrodes and traces connecting bond pads to electrodes on the polymer base layer, and a polymer top layer on the polymer base layer and the metal layer, the bond pads bonded to the second hermetic package and electrically coupling the electrodes to the second electrical circuit, the electrodes suitable to stimulate neurons in the brain; a second wireless transceiver electrically coupled to the second electronic circuit for neural stimulation for receiving stimulation data; a second coil connected to the second wireless transceiver, suitable to receive data from the control circuit; and the control circuit suitable to be external to a human body receiving the data derived from neural activity from the first wireless transceiver, calculating stimulation patterns and sending stimulation data to the second wireless transceiver.
2088 | Protection for implanted gold surfaces | An implantable device includes an exterior gold surface and a thin film disposed on the exterior gold surface and forming a barrier between the exterior gold surface and an implanted environment, in which the thin film includes molecules with a head portion, the head portion attached to the exterior gold surface. | 1. An implantable device comprising: a gold body with an exterior gold surface, wherein the gold body is a braze joint that forms a hermetic seal between a first element and a second element of the implant device, wherein the first element comprises a ceramic feedthrough and the second element comprises a titanium housing; and a thin film disposed on the exterior gold surface, in which the thin film comprises molecules each of which includes two functional groups located, respectively, at a head portion and a tail portion of the molecule, the functional group of the head portion attached to the exterior gold surface and the functional group of the tail portion attached to an overlying layer of protective molecules that forms a water impermeable barrier and the overlying layer of protective molecules comprises an epoxy and the tail portion of the molecules comprise an epoxide or polyamine bonded with the epoxy.
2089 | Systems and methods for providing biometric related to performance of a physical movement | A biometric feedback system for providing biometric feedback to a subject while the subject performs a controlled physical movement includes an applied-force-recording interface and at least one controller electrically coupled to the applied-force-recording interface. The at least one controller receives applied force from the subject during the controlled physical movement and the applied-force-recording interface records data related to the applied force. The biometric feedback system also includes a dynamic surface electromyograph ("sEMG") device that detects muscle tension along at least one muscle group of the subject while the subject performs the controlled physical movement and records data related to the muscle tension. A hub receives and processes data from the applied-force-recording interface and the dynamic sEMG device. A visual display displays the processed data from the hub. | 1. A biometric feedback system for providing biometric feedback to a subject while the subject performs a controlled physical movement to play music, the biometric feedback system comprising: an applied-force-recording hardware interface and at least one controller electrically coupled to the applied-force-recording hardware interface, the at least one controller configured and arranged to receive applied force from the subject while the subject performs the controlled physical movement to play the music, the applied-force-recording hardware interface configured and arranged to record at least one of an amount of force or a duration of force applied to the at least one controller by the subject while the subject performs the controlled physical movement to play the music; a dynamic surface electromyograph (&quot;sEMG&quot;) hardware module and at least one set of measuring electrodes electrically coupled to the dynamic sEMG hardware module, the at least one set of measuring electrodes configured and arranged for coupling to an exterior portion of the subject in proximity to at least one muscle group and detecting both action and muscle tension potentials along the at least one muscle group, the dynamic sEMG hardware module configured and arranged to measure the detected action potentials while the subject performs the controlled physical movement to play the music; one or more image recording devices that record images of the subject performing the controlled physical movement to play the music, wherein the images include videos and an audio signal; a hardware hub configured and arranged for receiving the data from the applied-force-recording hardware interface, the images from the one or more image recording devices, and the data from the dynamic sEMG hardware module during the controlled physical movement to play the music, and wherein the hardware hub processes and synchronizes the received data and images into at least one displayable image and pre-processes the received data and images for analysis by a computer; the computer that is configured and arranged to receive the pre-processed data and images from the hardware hub, wherein the computer analyzes a plurality of pre-processed data and images in sets from a plurality of subsequent tests of the controlled physical movement to play the music to provide a real time comparison that tracks the subject'ss progress over time during the plurality of tests, and wherein the real time comparison includes measured tension potentials of the left and right trapezius muscles of the subject; a visual display electrically coupled to the hardware hub via the computer, the visual display configured and arranged for receiving and synchronously displaying the processed data and images and the real time comparison from the hardware hub and the computer, wherein the audio signal for the music is played on a sound reproduction device; and wherein the system is configured to provide real time feedback from one or more remote locations to the subject, wherein the real time feedback includes one or more instructions to adjust the subject'ss performance of the controlled physical movement to play the music and is provided to the subject during the performance of the controlled physical movement to play the music, wherein the one or more instructions are based on analysis of the real time comparison and playing of the audio signal and wherein the real time feedback is employable by the subject to make real time physical adjustments to force, action and muscle tension in the subject'ss performance of the controlled physical movement to play the music.
2090 | Encapsulated filtered feedthrough for implantable medical devices | An encapsulated filtered feedthrough assembly for an implantable medical device including a ferrule, an electrical insulator coupled to the ferrule, a printed circuit board (PCB), a feedthrough conductor extending through the electrical insulator and the PCB, and a capacitor coupled to the PCB. The encapsulated filtered feedthrough assembly can include a mold defining an opening and located with respect to the printed circuit board such that at least a portion of the capacitor is positioned within the opening. A first non-conductive material can underfill the capacitor and a second non-conductive material can be backfilled into the mold to encapsulate the capacitor. | 1. A feedthrough assembly for an implantable medical device, comprising: a ferrule configured to be attached to a device container of the implantable medical device; an electrical insulator coupled to the ferrule by a first connection element; a printed circuit board having a first side and a second side including a component attachment surface pad; a feedthrough conductor extending through the electrical insulator and the printed circuit board, the feedthrough conductor coupled to the insulator by a second connection element; a capacitor electrically coupled to the second side of the printed circuit board via a third attachment element, wherein the third attachment element is positioned between at least a portion of the capacitor and the component attachment surface pad, wherein a gap is formed between the capacitor and the second side of the printed circuit board; a first non-conductive material disposed at least partially within the gap; a mold defining an opening and located with respect to the second side of the printed circuit board such that at least a portion of the capacitor is positioned within the opening; and a second non-conductive material disposed within the mold, the second non-conductive material encapsulating at least a portion of the capacitor.
2091 | System and method for remote welding training | A welding system including a helmet having one or more sensing devices configured to detect a position and an orientation of a welding torch relative to a workpiece during performance of a welding session, and a controller coupled to the one or more sensing devices and configured to receive arc parameters corresponding to the performance of the welding session. | 1. A welding system comprising: a helmet comprising: one or more sensing devices configured to detect a position and an orientation of a welding torch relative to a workpiece during performance of a live welding session; and a controller coupled to the one or more sensing devices and configured to receive arc parameters corresponding to the performance of the live welding session.
2092 | Devices for supporting accessory devices on an electrically motorized vehicle | A system, method, and device for operations of an electrically motorized vehicle. The vehicle can utilize an electrically motorized wheel to convert a non-motorized wheeled vehicle to an electrically motorized wheeled vehicle. One device of the electrically motorized wheel includes an accessory port configured with a hardware interface to provide an accessory device with power and communication with a control system of the device. | 1. A device of an electrically motorized wheel to convert a non-motorized wheeled vehicle to an electrically motorized wheeled vehicle via installation of the device, the device comprising: a static system and a rotating system around an axis of rotation, the static system coupled to the non-motorized wheeled vehicle; an electric motor selectively operable to rotate the rotating system relative to the static system; a mechanical drive system coupled to the rotating system, the mechanical drive system operable to rotate the rotating system in response to a rotational input applied by a user; a sensor system mounted to the electrically motorized wheel, the sensor system operable to identify parameters indicative of the rotational input; a control system mounted to the electrically motorized wheel, the control system in communication with the sensor system to continuously control the electric motor in response to the rotational input; and a power source mounted to the electrically motorized wheel, the power source electrically connected to the control system and the electric motor, wherein the static system comprises a hardware interface in communication with the control system and the power source, the hardware interface operable to facilitate data communication between an accessory device and the control system, enable electric power flow from the accessory device to the power source or enable electric power flow from the power source to the accessory device.
2093 | Batteryless activity monitor | An apparatus includes at least one base layer arranged as a substrate for printed electronics; an energy harvester printed on the at least one base layer and arranged to transform kinetic energy into electric energy; an energy storage printed on the at least one base layer, coupled to the energy harvester, and arranged to store the electric energy; a display element printed on the at least one base layer, coupled to the energy storage, and arranged to provide a display view to a user of the apparatus; and a control circuitry configured to determine the amount of the electric energy stored in the energy storage and to control the display element to update the display view according to the amount of the electric energy. A method and a computer program product for controlling manufacturing of the apparatus are also disclosed. | 1. An apparatus comprising: at least one base layer arranged as a substrate for printed electronics; an energy harvester printed on the at least one base layer and arranged to transform kinetic energy into electric energy; an energy storage printed on the at least one base layer, coupled to the energy harvester, and arranged to store the electric energy; a display element printed on the at least one base layer, coupled to the energy storage, and arranged to provide a display view to a user of the apparatus; and a control circuitry configured to determine the amount of the electric energy stored in the energy storage and to control the display element to update the display view according to the amount of the electric energy.
2094 | Biologic stability, delivery logistics and administration of time and/or temperature sensitive biologic based materials | In some embodiments, alerts are sent to appropriate parties if an insulated container is not properly packed out to insure the approximate safe temperature of the materials. In other embodiments, a countdown timer is used to keep track of the time that the biologic has been in transit, and ensure that the amount of time does not exceed the known shelf life of the biologic. In still other embodiments, the payload container is equipped with its own sensors, such as temperature sensors, and communications devices, such as a close range communication device, capable of transmitting information regarding a range of parameters, including, but not limited to, temperature, humidity, location and time, from the payload container to an end user. In other embodiments, shielding and/or radiation sensors are included in insulated shipping or storage containers, or payload containers, to shield and monitor the radiation exposure of the payload. | 1. A method of tracking a temperature-sensitive biologic during transport, comprising the steps of: packing an insulated shipping container with a biologic; receiving sensor information from a plurality of sensors and/or switches; a computer determining whether the insulated shipping container containing the biologic has been packed correctly based on the sensor information; and the computer tracking the stability of the biologic during transport with a stability countdown timer, wherein the insulated shipping container includes: an insulated shipping container body including a bottom and sidewalls extending from the bottom of the body; a removable top that fits onto the body of the shipping container; the plurality of sensors and/or switches at least partially embedded into the sidewalls of the insulated shipping container body, wherein the plurality of sensors and/or switches are located in the body such that the sensors and/or switches sense a location of insulation material and a payload container placed into the insulated shipping container prior to shipping and sense the presence or absence of the insulation material; and a long-range communications device located within a cavity of the insulated shipping container body, to transmit information from the sensors and/or switches to a communications network; wherein the sensors and/or switches are operatively connected to the long-range communications device.
2095 | Biologic stability, delivery logistics and administration of time and/or temperature sensitive biologic based materials | In some embodiments, alerts are sent to appropriate parties if an insulated container is not properly packed out to insure the approximate safe temperature of the materials. In other embodiments, a countdown timer is used to keep track of the time that the biologic has been in transit, and ensure that the amount of time does not exceed the known shelf life of the biologic. In still other embodiments, the payload container is equipped with its own sensors, such as temperature sensors, and communications devices, such as a close range communication device, capable of transmitting information regarding a range of parameters, including, but not limited to, temperature, humidity, location and time, from the payload container to an end user. In other embodiments, shielding and/or radiation sensors are included in insulated shipping or storage containers, or payload containers, to shield and monitor the radiation exposure of the payload. | 1. An insulated shipping container comprising: an insulated shipping container body comprising a base and sidewalls extending from the bottom of the base; a removable top which fits onto the body; a plurality of sensors and/or switches at least partially embedded into the sidewalls of the insulated shipping body, wherein the plurality of sensors and/or switches are located in the body such that the sensors and/or switches sense a location of insulation material and a payload container placed into the insulated shipping container prior to shipping; and a long-range communications device located within a cavity of the insulated shipping container body, to transmit information from the sensors and/or switches to a communications network, wherein the sensors and/or switches are operatively connected to the long-range communications device, the plurality of sensors and/or switches including a first pair of sensors and/or switches at least partially embedded on opposite walls of the insulated shipping container body that sense a presence or absence of a first insulation material, a second pair of sensors and/or switches at least partially embedded on opposite walls of the shipping container that sense a presence or absence of a second insulation material, and a third pair of sensors and/or switches at least partially embedded on opposite walls of the shipping container that sense a presence or absence of the payload container between the first insulation material and the second insulation material.
2096 | Intra-oral camera | A periscope module includes a mounting ring for mounting the periscope module over a camera lens of a mobile phone. A first periscope end is for attachment to the mobile phone at the mounting ring. A second periscope end is for capturing images. A periscope tube is connected between the first periscope end and the second periscope end. A light tube is configured for attachment to a light source from the mobile phone. The light tube is configured to receive light into the first periscope end, the light exiting the second periscope end so as to provide illumination for capturing intra-oral images. | 1. A periscope module for an intra-oral camera, comprising: a mounting ring for mounting the periscope module over a camera lens of a mobile phone; a first periscope end for attachment to the mobile phone at the mounting ring; a second periscope end for capturing intra-oral images; a periscope tube connected between the first periscope end and the second periscope end; and, a light tube configured for attachment to a light source from the mobile phone, the light tube being configured to forward light into the first periscope end, the light exiting the second periscope end so as to provide illumination for capturing intra-oral images; wherein the light tube rotates around the first periscope end to allow configuration to be mounted at a location of the light source from the mobile phone.
2097 | Visualization of a development and escalation of a patient monitor alarm | In the present invention, a monitoring device for providing information on data obtained from sensors operably connected to the device includes a central processing unit configured to receive incoming data signals from a sensor concerning a physiological parameter and to compare the incoming data signals to predetermined alarm criteria for the physiological parameter to determine an alarm condition. The device also includes a display operably connected to the central processing unit and having a display screen with a display area configured to visually represent the incoming data signals concerning the physiological parameter relating to a determined alarm condition on a portion of the display area in a visually distinct manner from a remainder of the display area to visually illustrate an escalation effect. | 1. A monitoring device for providing information on data obtained from sensors operably connected to the device, the device comprising: a) a central processing unit configured to receive incoming data signals from a sensor concerning a current physiological parameter and to compare the incoming data signals to predetermined alarm criteria for the current physiological parameter to determine an alarm condition; and b) a display operably connected to the central processing unit, the display including a display screen including a display area configured to visually represent the incoming data signals concerning the current physiological parameter relating to a determined alarm condition on an alarm portion of the display area in a visually distinct manner from a remainder of the display area, wherein the alarm portion is contained entirely within the display area to overlay a representation of the current physiological parameter within the display area, wherein the device is configured to visually represent a value for the current physiological parameter in the display area in a visually distinct manner from the alarm portion of the display area, wherein the value of the current physiological parameter and the alarm portion of the display area are inversely colored, and wherein the device is configured to intermittently switch the colors of the value of the current physiological parameter and the alarm portion of the display area.
2098 | Systems and methods for analysis of subject activity | There is provided a method of detection and monitoring of at least one position based activity by a subject, comprising: providing a wearable monitoring device including at least one position tag for tracking location of the subject in a space; collecting body movement and location data of the subject within the space based on the tracked location of the position tag; providing at least one activity sensor configured to sense at least one body movement of the subject within the space; collecting body movement data based on the activity sensor; correlating the body movement data with the location data; contextually analyzing the correlation to identify at least one abnormal event or at least one normal event based on subject body movement and location where the body movement is performed; and generating an alert indicative of the abnormal event or the normal event. | 1. A computerized method of detection and monitoring of at least one position based activity by a subject, comprising: providing a wearable monitoring device including at least one position tag configured to communicate with a plurality of anchor devices, each device including at least one sensor configured for tracking location of the position tag in a space, the wearable monitoring device further configured to be detachable and wearable on a subject; collecting body movement and location data of the subject within the space based on the tracked location of the at least one position tag; providing at least one activity sensor configured to sense at least one body movement of the subject within the space, wherein the wearable monitoring device includes the at least one activity sensor; collecting body movement data based on the at least one activity sensor; correlating the body movement data and the location data and a time of day and day of week; contextually analyzing the correlation to identify at least one abnormal event or at least one normal event based on a deviation of the correlated subject body movement and the location data and the time of day and day of week from past recorded data of a previous combination of similar body movement data and location data and time of day and day of week; and generating an alert indicative of the at least one abnormal event or the at least one normal event; wherein contextually analyzing comprises contextually analyzing the correlation based on a learned routine data set storing at least one normal routine of the subject to identify the at least one abnormal event, and generating the learned routine data set based on learning at least one normal routine of the subject based on a pattern of the tracked location and at least one of: body movement, posture, gesture, and physiological parameters, recorded with the time of day, and day of week; wherein the learned routine data set includes at least one normal routine learned from a plurality of different subjects each similar to the subject.
2099 | Estimating transit queue volume using probe ratios | Transit through an area by a population of travelers may be evaluated by a number of techniques, and may be useful for routing, transit time estimation, and transit control. Some techniques involve the use of probes, such as individuals or vehicles that are tagged and trackable through the area. However, estimating properties such as transit queue volume through probe counts may be difficult, as the ratio of probes to the overall population may vary. Presented herein are techniques for estimating transit properties by evaluating transit queues to estimate the probe ratio for an area. Such techniques involve counting and tracking the probes in a transit queue to estimate a queue length change of the transit queue, and a probe rate change of probes entering and exiting the transit queue. This information may inform estimates of the probe ratio, and in turn regional transit estimates, such as transit queue volumes. | 1. A method of estimating transit volume in an area, the method involving a device having a processor and comprising: executing, on the processor, instructions that cause the device to: monitor a probe speed of respective probes in the area to detect a transit queue; from the probe speeds of the probes: estimate a queue length change of the transit queue; estimate a probe rate change of probes in the transit queue; from the queue length change and the probe rate change, identify a probe ratio among travelers of the transit queue; and using a count of the probes and the probe ratio, identify the transit volume of the transit queue.
2100 | Enhancing cognition in the presence of distraction and/or interruption | The present disclosure relates to methods and tools for enhancing cognition and improving well being in an individual. The methods involve presenting to an individual a task to be performed, presenting to the individual an interference, and receiving inputs from the individual. Where the interference is a distraction, the individual is to ignore the interference. Where the interference is an interrupter, the individual is instructed to respond to the interrupter as a secondary task and is considered to be multi-tasking. Inputs are then also received from the individual pertaining to this secondary task. The methods encompass iterations of these presenting steps and receiving of the input, and generation of analysis and/or feedback to the individual. The analysis can include a comparison of the performances with or without each type of interference. | 1. A computer-implemented method for enhancing cognitive skills in an individual, said method being implemented using a computer device comprising an input device, said method comprising: using the computer device, present a first task to the individual requiring a first response from the individual via the input device; using the computer device, present a first interference with the first task, the first task requiring a second response from the individual to the first task in the presence of the first interference via the input device; wherein the first interference diverts the individual'ss attention from the first task and is configured as a distraction and/or an interrupter; wherein the input device comprises a motion/position sensor, exercise equipment, or both; and wherein the computer device is configured to use the motion/position sensor, exercise equipment, or both, to measure input data indicative of physical actions of the individual to obtain the first response and/or the second response; using the computer device, instruct the individual not to respond to the first interference that is configured as a distraction and to respond to the first interference that is configured as an interrupter as a secondary task; using the computer device: (i) receive a response to the first interference at substantially the same time as the computer device receives the second response, or (ii) receive the response to the first interference that is an interrupter at substantially the same time as the computer device receives the second response and not receive the response to the first interference that is a distraction at substantially the same time that the computer device receives the second response; obtaining in said computer device input data indicative of the first response and the second response; and analyzing in said computer device the difference in the individual'ss performance from performing the first task without interference and with interference at least in part by determining a difference between the first response and the second response to determine an indication of the individual'ss cognitive ability.
2101 | Adaptive interface for continuous monitoring devices | Systems and methods that continuously adapt aspects of a continuous monitoring device based on collected information to provide an individually tailored configuration are described. The adaptations may include adapting the user interface, the alerting, the motivational messages, the training, and the like. Such adaptation can allow a patient to more readily identify and understand the information provided by/via the device. | 1. An electronic device for monitoring a glucose concentration in a host, the device comprising: a continuous glucose sensor, wherein the continuous glucose sensor is configured to substantially continuously measure the glucose concentration in the host, and to provide continuous sensor data associated with the glucose concentration in the host; and a processor module configured to: obtain first behavioral or contextual information associated with the host; obtain second behavioral or contextual information associated with a plurality of hosts having a common characteristic with the host; generate one or more behavioral or contextual criteria for a goal based on the obtained first information and the obtained second information; and generate the goal based on the generated criteria; provide the generated goal for presentation via a human detectable interface; and receive a message activating the goal.
2102 | High power broadband light source | A system for generating high power broadband light includes multiple light-sustained plasma light sources. Each one of the light-sustained sources includes a pumping source, a gas containment structure for containing gas and configured to receive pumping illumination from the pumping source and a parabolic reflector element arranged to collect at least a portion of the broadband radiation emitted by the generated plasma and form a collimated broadband radiation output. The system also including a set of optical elements configured to combine the collimated broadband outputs from the parabolic reflector elements of the multiple light-sustained plasma light sources into an aggregated broadband beam. | 1. A system comprising: a first light-sustained plasma light source including a first reflector element configured to collect broadband light emitted by a first plasma of the first light-sustained plasma light source, the first light-sustained plasma configured to form a first broadband light output; an additional light-sustained plasma light source including an additional reflector element configured to collect broadband light emitted by an additional plasma of the additional light-sustained plasma light source, the additional light-sustained plasma configured to form an additional broadband light output; and a plurality of optical elements configured to combine the first broadband light output from the first light-sustained plasma light source and the additional broadband light output from the additional light-sustained plasma light source to form an aggregated broadband light beam, wherein the first broadband light output and the additional broadband light output are collimated and the first broadband light output and the additional broadband light output propagate in parallel in at least a portion of a region between the plurality of optical elements and one or more additional optical elements such that the first broadband light output and the additional broadband light output aggregate without overlapping.
2103 | Pump configuration software wizard for configuring parameters of a handheld insulin pump | A system for configuring an insulin pump comprising: a computing device configured to receive a source device and a destination device; the source device being configured to communicate with the computing device, wherein the source device includes a source configuration file comprising a plurality of configurable source parameters; the destination device being configured to communicate with the computing device, wherein the destination device includes a destination configuration file comprising a plurality of configurable destination parameters; and the computing device being configured to determine whether a parameter mismatch occurred based on a comparison between the source configuration file and the destination configuration file; and to copies values associated with each of the plurality of source parameters to each of the plurality of destination parameters based on i) the determination of whether a parameter mismatch occurred and ii) the comparison between the source configuration file and the destination configuration file. | 1. A system for configuring an insulin pump comprising: a source device having an associated source configuration file comprising a plurality of configurable source parameters; a destination device having an associated destination configuration file comprising a plurality of configurable destination parameters; and a computing device comprising a copy settings module configured to: be selectively in communication with the source device and the destination device, in response to receiving a first selection from an operator, retrieve the source configuration file, in response to receiving a second selection from the operator, retrieve the destination configuration file, identify parameter mismatches based on a comparison between each of the source parameters and each of the destination parameters, in response to identifying a parameter mismatch, display, on an operator viewable screen, a dialog box indicating at least one mismatched source parameter and a corresponding destination parameter, receive, via the dialog box, a source parameter conversion value, and copy values associated with each of the source parameters to corresponding destination parameters based on the parameter mismatches.
2104 | User authentication via evoked potential in electroencephalographic signals | Techniques are disclosed for authentication and identification of a user by use of an electroencephalographic (EEG) signal. For example, a method for authenticating a user includes the following steps. At least one electroencephalographic response is obtained from a user in accordance with perceptory stimuli presented to the user. The user is authenticated based on the obtained electroencephalographic response. The authenticating step may be based on detection of an event-related potential in the obtained electroencephalographic response. The event-related potential may be a P300 event-related potential. The method may also include the step of enrolling the user prior to authenticating the user. The enrolling step may include a supervised enrollment procedure or an unsupervised enrollment procedure. | 1. A method for authenticating a user, comprising the steps of: receiving a claim from an individual claiming to be an enrolled user; retrieving a stored electroencephalographic response profile associated with the enrolled user, the electroencephalographic response profile being generated as a result of a supervised enrollment process based on a shared secret, wherein the shared secret comprises a sequence of visual elements which follows an explicit rule known by the enrolled user during the supervised enrollment process, wherein the explicit rule specifies at least one of a relationship between the visual elements and an allowed sequence of the visual elements; presenting perceptory stimuli to the individual, the perceptory stimuli comprising the shared secret; obtaining at least one electroencephalographic response from the individual in response to the perceptory stimuli comprising said shared secret presented to the individual; and authenticating the individual'ss claim as being the enrolled user based on the obtained electroencephalographic response, wherein authenticating comprises; detecting a pattern of P300 event-related potentials in the obtained electroencephalographic response; comparing the detected pattern of P300 event-related potentials with an expected pattern of P300 event-related potentials as provided by the stored electroencephalographic response profile associated with the enrolled user, wherein an unexpectedly produced P300 event-related potential in the detected pattern is indicative of an imposter; determining an authentication score based on results of said comparing; and comparing the determined authentication score to a predetermined authentication threshold value to positively authenticate the individual as being the claimed enrolled user when the authentication score meets or exceeds the predetermined authentication threshold or to reject the individual as an imposter when the authentication score does not meet or exceed the predetermined authentication threshold.
2105 | User control of data de-identification | A method for transmitting, storing and sharing data collected by a wearable device is provided. In one example, data related to one or more measurements obtained by the wearable device configured to be mounted to a body surface of a wearer is received in addition to an input by the wearer of the device. The input selects at least one identification rule that determines whether or how the wearer is identified in connection with the data from the wearable device. The data is stored in a database based, at least in part, on the at least one identification rule. The input from the wearer may also select at least one permission rule that determines whether third parties can access the data from the wearable device. A third party may be required to provide payment for access to or use of the data according to the at least one permission rule. | 1. A method, comprising: receiving, by a server, data related to one or more measurements obtained by a wearable device, wherein the wearable device is mounted to a body surface of a wearer; receiving, by the server, a selection of at least one permission rule; determining, by the server, whether a third party can access the data from the wearable device based on the at least one permission rule; receiving, by the server, a selection of at least one identification rule; determining, by the server based on a third party use of the data, the at least one identification rule and the at least one permission rule, a type of one or more identifiers to include with the data; replacing, by the server, an express identifier received with the data with a synthetic identifier for association with at least some of the data, wherein the synthetic identifier masks an identity of the wearer from third parties; and storing, by the server, the data with the determined type of the one or more identifiers, wherein at least some of the data is stored in association with the synthetic identifier.
2106 | Apparatus and method for detecting objects and navigation | Aspects of the subject disclosure may include, for example, a method in which a mobile device determines a current position and direction; detects objects within an area including the current position; collects first data regarding the objects; buffers the first data; and transmits the first data to a remote system responsive to the mobile device reaching a boundary of the area. The method also comprises obtaining a map of the area from the remote device; the map includes information based on second data previously collected regarding objects in the area, the second data includes a position indicator and a direction indicator for each of the second objects indexed by the current position, and the remote device aggregates the first data and the second data to generate an updated map of the area. Navigation instructions are generated based on the current position and the map, Other embodiments are disclosed. | 1. A device comprising: a processor; and a memory that stores executable instructions that, when executed by the processor, facilitate performance of operations, comprising: determining an initial position and direction for the device, wherein the device is a mobile device; detecting first objects within an area including the initial position, wherein the detecting is performed while the device moves along a first path from the initial position to a boundary of the area; collecting first data regarding the first objects, wherein the collecting is performed at a plurality of first collection points along the first path, a distance between successive first collection points corresponding to a time interval during movement of the device along the first path; buffering the first data; transmitting the first data to a remote system; obtaining a map of the area from the remote system, wherein the map includes information based on second data previously collected regarding second objects in the area, the second data collected at a plurality of second collection points along a second path different from the first path, wherein the second data includes a position indicator and a direction indicator for each of the second objects indexed by the initial position, wherein the remote system aggregates the first data and the second data to generate an updated map of the area; generating navigation instructions based on the initial position and the map; and presenting the navigation instructions to a user of the device.
2107 | Wearable device and a method for storing credentials associated with an electronic device in said wearable device | The disclosure relates in general to a wearable device for serving as a personal id towards electronic devices. In particular the disclosure provides a wearable device for storing credential data or password from an electronic device, which device is configured for serving as personal id towards an electronic device, such as a mobile phone or other smart devices. | 1. A method, performed in an electronic device, of temporarily storing credential data associated with the electronic device in a second device, the method comprising the steps of: detecting a request for unlocking the electronic device; identifying if authentication of the electronic device is needed; receiving credential data from the second device when unlocking the electronic device; detecting a broadcast signal, indicating an ability to temporarily store the credential data; sending request for permission to create a connection between the electronic device and the second device; and sending credential data to the second device for storage in the second device.
2108 | Bi-directional communications in a wearable monitor | A technique for arbitrating conflicting usage of a communications channel of a wearable communications device is disclosed. In at least one embodiment of the invention, a method includes transmitting a voice signal from a microphone to a portable device using a first communications channel in a first mode of operating a system. The method includes transmitting a monitor signal to the portable device using the first communications channel for a predetermined period of time in response to detection of a beacon signal initiated by an application executing on the portable device. The first and second signals may be ultrasonic signals received over the first communications channel and may have the same frequency and different phases. The beacon signal may be detected based on the first and second signals. The first communications channel may include an audio jack of the portable device. | 1. A method for arbitrating signals in a headset, the method comprising: receiving a voice signal from a microphone; transmitting the voice signal using a communications channel in a talk mode of operating the headset; detecting a beacon signal; operating the headset in a monitor mode in response to the detected beacon signal; receiving a sensor signal including sensed data indicative of a physiological parameter in the monitor mode of operating the headset; and transmitting a monitor signal using the communications channel for a predetermined period of time in the monitor mode of operating the headset, the monitor signal including the sensed data.
2109 | Hand-held medical-data capture-device having variation amplification and interoperation with electronic medical record systems via an authenticated communication channel | In one implementation, an apparatus estimates body core temperature from an infrared measurement of an external source point using a cubic relationship between the body core temperature and the measurement of an external source point is described, estimates temperature from a digital infrared sensor and determines vital signs from a solid-state image transducer, or determines vital signs from a solid-state image transducer and estimates body core temperature from an infrared measurement of an external source point using a cubic relationship between the body core temperature and the measurement of an external source point; after which the estimated and/or determined information is transmitted to an external database. | 1. A non-touch thermometer to measure a temperature, the non-touch thermometer comprising: a microprocessor; a battery operably coupled to the microprocessor; a single button operably coupled to the microprocessor; a camera operably coupled to the microprocessor and operable to capture at least two images to a memory; wherein the microprocessor includes a pixel-examination-module that is operable to examine pixel values of the at least two images in the memory, a temporal-variation module that is operable to determine temporal variation of the pixel values between the at least two images, wherein the temporal-variation module includes a skin-pixel-identifier that identifies pixel values that are representative of the skin in at least two images, a spatial bandpass filter that is operably coupled to the skin-pixel-identifier and that processes output of the skin-pixel-identifier, a temporal bandpass filter that is operably to a regional facial clusterial module and that is applied to output of the spatial bandpass filter and a temporal-variation identifier that is operably coupled to the temporal bandpass filter and that identifies temporal variation of the output of the temporal bandpass filter, the microprocessor further comprising a signal processing module that is operable to amplify the temporal variation resulting in amplified temporal variation, and a vital-sign generator that is operably coupled to the signal processing module that generates at least one human vital sign from the temporal variation; a wireless communication subsystem that is operably coupled to the microprocessor and that is operable to transmit a representation of the at least one human vital sign; and a display device that is operably coupled to the microprocessor that displays the at least one human vital sign, wherein a connection is established by the wireless communication subsystem to an external device and the representation of the at least one human vital sign is pushed from the non-touch thermometer through the wireless communication subsystem, thereafter the external device controls flow of the data between the non-touch thermometer and the external device, wherein the connection further comprises an authenticated communication channel.
2110 | Wearable device system with driver mode steering detection | A system and method of operation involves collecting acceleration and gyroscope data from a first sensor positioned in a wearable device on a user's wrist and a second sensor located in a mobile device. The mobile device determines a trajectory for the wearable device by filtering the first sensor data using the second sensor data, and determines a probability of the user holding an automobile steering wheel using the trajectory. The method may also include determining a probability of the user holding an automobile steering wheel of a specific automobile selected from an automobile list. The disclosed system includes the wearable device and the mobile device. | 1. A method comprising: collecting, by a mobile device, acceleration and gyroscope data from a first sensor positioned in a wearable device on a user'ss wrist and a second sensor located in the mobile device; determining a trajectory by filtering the first sensor data using the second sensor data; and determining a probability of the user holding an automobile steering wheel using the trajectory.
2111 | Methods and systems for improving patient engagement via medical avatars | Certain examples provide systems, methods, and apparatus for patient care and support. An example apparatus includes a controller including a particularly programmed processor to generate a three-dimensional model for printing a three-dimensional model of a portion of a patient anatomy to form a physical avatar. The example printed three-dimensional model is formed based on image data obtained of the patient. The example controller is configured to link electronics in the physical avatar to a virtual avatar at the controller. The example virtual avatar is formed based on an electronic record for the patient. The example virtual avatar is to interact with the physical avatar via the controller according to a treatment plan. The example apparatus also includes a communication device to facilitate exchange of information between the controller and the physical avatar. | 1. An apparatus comprising: a controller including a particularly programmed processor to generate a three-dimensional model for printing a three-dimensional model of a portion of a patient anatomy to form a physical avatar, the printed three-dimensional model formed based on image data obtained of the patient, the controller configured to link electronics in the physical avatar to a virtual avatar at the controller, the virtual avatar formed based on an electronic record for the patient, the virtual avatar to interact with the physical avatar via the controller according to a treatment plan; and a communication device to facilitate exchange of information between the controller and the physical avatar.
2112 | Method and device for locating wireless fetal monitoring probes in set area | The invention relates to a method and device for locating wireless fetal monitoring probes in a set area. The method comprises the following steps: instructions are sent via a plurality of wireless base stations to instruct the wireless probes in the action scopes of the wireless base stations to send base station signal intensity data tables; the wireless probes search all receivable base station signals, establish the base station signal intensity data tables; operations are carried out based on the received current base station signal intensity data tables and base station signal intensity data tables of reference points to obtain a distance reference table; the position of one with the smallest distance value is selected to be regarded as the current position of the corresponding probe. The method and the device have the benefits of quickly locating each wireless probe and avoiding loss of monitoring data. | 1. A method for locating wireless fetal monitoring probes in a set area, comprising the following steps: A) a data management center sends instructions via a plurality of wireless base stations arranged at different positions in the set area to instruct the wireless fetal monitoring probes in the action scopes of the wireless base stations to send base station signal intensity data tables of received base station signals; B) the wireless fetal monitoring probes search all receivable signals of the base stations after receiving the instructions, quantize the intensities of the received signals of the base stations, establish base station signal intensity data tables in which the signal intensities of the base stations are arranged according to the serial numbers of the base stations, and send the base station signal intensity data tables to the data management center via the base station of which the received signal intensity is the largest; and C) operations are carried out based on each received current base station signal intensity data table sent by the corresponding wireless fetal monitoring probe and reference point base station signal intensity data tables which are obtained in advance and comprise base station signal intensities at a plurality of reference points in the set area to obtain a distance reference table expressing distance between the current position of the wireless fetal monitoring probe and each reference point; and the position of one reference point with the smallest distance value is selected to be regarded as the current position of the wireless fetal monitoring probe, wherein the method relates to a mobile terminal configured to download the current position of the wireless fetal monitoring probe from the data management center via the wireless base stations, and to display the current position of the wireless fetal monitoring probe; when finding out that the current wireless fetal monitoring probe disappears, a searching mode of the mobile terminal is started, and the mobile terminal emits electromagnetic waves the same as that of the wireless base stations, and displays response information of the wireless fetal monitoring probes, so as to search the wireless fetal monitoring probes.
2113 | Reinforced battery for a surgical instrument | A battery assembly is disclosed which includes a housing and one or more battery cells position in the housing. The battery assembly further comprises features configured to absorb an impact force and protect the battery cells. The battery assembly further comprises features configured to accommodate the thermal expansion of the battery cells. | 1. A surgical instrument, comprising: a housing; a motor; and a battery assembly attachable to said housing of said surgical instrument, said battery assembly comprising: a battery cell configured to provide electrical energy to said motor; and a battery housing, comprising: a support housing configured to support said battery cell; and a shock absorbing element configured to absorb shock provided by an impact force, wherein said shock absorbing element is configured to crumple when an impact force is applied to said shock absorbing element, wherein said shock absorbing element is replaceable, and wherein said shock absorbing element comprises attachment means configured to permit said shock absorbing element to be attached to said battery assembly in a snap-fit fashion.
2114 | Power varying pedal | A system and method for providing variable power is disclosed. The system includes a power supply which provides power to at least one instrument. A pedal comprises a variable resistor that is configured to produce a resistance value within a predetermined range based on an amount of pressure which is being applied to the pedal. The voltage being supplied to the instrument is varied in accordance with the resistance value produced at the pedal. | 1. A method for providing variable power, comprising: producing a resistance value within a predetermined range based on a predefined range of motion of a pedal defined by an initial zero position and extending to an upper end position, wherein displacement of the pedal within its predefined range of motion rotates the at least one gear; wherein rotation of the at least one gear causes a displacement of an indexing object of an indexing system from one notch into a next adjacent notch to provide a predetermined resistance value, the indexing object being biased against the at least one gear; and regulating a voltage being supplied to a connected instrument in response to the pedal position and the corresponding predetermined resistance value, wherein said voltage regulating means is in communication with said at least one gear, and the pedal is configured to maintain a specific position when a user is not interacting with the pedal.
2115 | Interworking controlling method of an electronic eye protection apparatus for welding and a smartphone | The present invention relates to the interworking controlling method of an electronic eye protection apparatus for welding and a smartphone, or more specifically, it relates to the interworking controlling method of an electronic eye protection apparatus for welding and a smartphone, which enables remote management from a smartphone by interworking history state data on utilization, operation, settings, failure of the electronic eye protection apparatus for welding, and which enables location searching and anti-theft function such as password setting of electronic eye protection apparatus for welding with a smartphone. | 1. An interworking controlling method of an electronic eye protection apparatus for welding and a smartphone, comprising the steps of: setting history state data on utilization, operation, settings, and failure of the electronic eye protection apparatus; providing a mobile application of the smartphone that activates the history state data in a smartphone; wirelessly connecting the electronic eye protection apparatus and the smartphone by using the mobile application of the smartphone; and transceiving various data on the electronic eye protection apparatus by interworking the smartphone and the electronic eye protection apparatus with Bluetooth communication system; wherein the step of transceiving the various data further comprises: once the electronic eye protection apparatus is connected with the smartphone, receiving and executing a control command from the smartphone in the electronic eye protection apparatus, and remotely managing the data of an electronic eye protection apparatus from the smartphone by using the mobile application of the smartphone, wherein the electronic eye protection apparatus includes a function select button having an activation mode and a deactivation mode, wherein the activation mode stops supply of electric current or gas automatically aborting welding upon receipt of an incoming call to the smartphone and in the deactivation mode the incoming call to the smartphone is redirected.
2116 | Device for detecting the removal of drugs | A device detects the removal of drugs from a drug blister pack. The device contains a base for receiving the drug blister pack which has a base surface which is configured for contact with the electrically conducting, metal foil that closes the pockets. In the region of the pockets, the base has holes that are configured for the passage of the drugs present in the pocket. In the region of the holes one transmitting coil and at least two receiving coils are each arranged and extend around the respective hole. The receiving coils are associated with each other with respect to the transmitting coil and are arranged such that when the foil resting against the base in the region of the respective hole is undamaged the difference of the voltages induced in the receiving coils by an electric current in the transmitting coil lies below a predetermined threshold value. | 1. An apparatus for detecting a removal of medicaments from a drug blister pack, the apparatus comprising: a main body for accommodating the drug blister pack and having a base area embodied to rest against an electrically conductive foil sealing off pockets of the drug blister pack, said main body having holes formed therein in a region of the pockets of the drug blister pack, said holes being embodied for a passage of the medicaments situated in the pockets of the drug blister pack, each of said holes disposed in the region of one of the pockets in each case; and coils including one transmission coil and at least two reception coils disposed in a region of each of said holes in each case, said coils surrounding a respective hole, said reception coils are assigned to one another in respect of said transmission coil and disposed such that, in a case where the electrically conductive foil resting on said main body in the region of the respective hole is undamaged, a difference of voltages induced in said reception coils as a result of an electric current in said transmission coil lies below a predetermined threshold.
2117 | Systems, methods and articles to provide olfactory sensations | A system to provide scents includes a scent receiver to replaceable receive scent carriers that carry scent media, a scent actuator operable to controllable release scent, and a configurable circulation subsystem. Peltier devices may used to induce active heating and active cooling of scent media according to defined scent sequence information or scent tracks. The system is also operable to collect air, including scents, from an ambient environment, and temporarily retaining such for sampling by a user. Scent tracks may be defined and shared amongst users and other entities. | 1. A portable scent delivery system, comprising: a housing having at least a scent generation chamber that at least in use holds scent media, a scent mixing chamber and a filter chamber, the filter chamber separate from the scent mixing chamber and sized and dimensioned to hold filter medium; a scent actuator which includes at least one heater controllably operable to selectively heat the scent media to cause release of one or more scents from the scent media in the scent generation chamber; a first fan positioned in the housing and selectively operable to cause scent to move outwardly of the housing; a second fan positioned in the housing and selectively operable to draw scent inwardly back to the housing; a first valve positioned in the housing and selectively operable to control passage of scent from the scent mixing chamber to a configurable fluidly communicative conduit path; a second valve positioned in the housing and selectively operable to control passage of scent to the filter chamber from the configurable fluidly communicative conduit path; a scent port that is operable to selectively release scents, if any, from the scent chamber via convection in response to at least one end user input; and a control subsystem communicatively coupled to receive a set of scent activation information which is at least in part remotely generated from the portable scent delivery system and which set of scent activation information represents an intensity of the one or more scents to be emitted, and which represents a duration period for emission of the one or more scents specified by a start time and an end time for the one or more scents, the control subsystem further communicatively coupled to control the at least one heater of the scent actuator in response to the received set of scent activation information and a cool down time of the scent media which is an amount of time between stopping a heating of the scent media and stopping emission of the at least one scent from the scent media.
2118 | Multifunctional handle of a blood treatment machine for moving the blood treatment machine by hand and for coiling cables and a blood treatment machine with such a handle | A multifunctional handle for a blood treatment machine for moving the blood treatment machine by hand and also for the coiling of cables, with a placement segment and a slip prevention segment which protrudes from a first end of the first flat section at an angle from the first flat section and which is designed ergonomically to be grasped by a hand. | 1. A hemodialysis machine comprising: a mobile blood treatment machine; and a handle comprising: a cable holder segment connected to the mobile blood treatment machine, the cable holder segment configured to support at least one of a cable or a tube, an ergonomically shaped grip segment positioned or configured at at least one end portion of the cable holder segment, and electrical and other interfaces integrated in an integrated media strip.
2119 | Peripheral systems and methods for medical devices | A system for use in filling one or more reservoirs. The system includes a fill station including a fill station base, a fill station cover hingably attached to the fill station base, and a filling aperture attached to the fill station cover, wherein the fill station may be opened to accommodate the one or more reservoirs. The system also includes a vial having an interior volume for containing a fluidic medium, the vial configured to removably attach to the filling aperture, and a plunger located within the vial, the plunger advancable within the vial to reduce the interior volume. | 1. A system for use in filling one or more reservoirs, the system comprising: a syringe comprising a needle; and a fill station comprising: a fill station base wherein the entire base is maintained at a tilt to the horizontal axis and configured to hold the one or more reservoirs at a tilt; a fill station cover hingably attached to the fill station base and configured to cover the entire reservoir, wherein the fill station cover comprising a viewing window and indicia of the volume of fluid that has been injected into the one or more reservoirs; and a filling aperture attached to the fill station cover and located above a septum located on the reservoir, the filling aperture having a length that controls the amount of penetration of the needle through the septum and into the reservoir to prevent puncture of the reservoir, wherein the fill station cover may be opened to accommodate the one or more reservoirs, wherein the needle is inserted through the filling aperture and through the septum into the one or more reservoirs.
2120 | Low impedance oxide resistant grounded capacitor for an AIMD | A hermetically sealed filtered feedthrough assembly for an active implantable medical device includes an electrically conductive ferrule hermetically sealed by a first braze to an insulator. A conductor is hermetically sealed to and disposed through the insulator. A filter capacitor has an active electrode plate and a ground electrode plate which are disposed within and supported by a capacitor dielectric in an interleaved, partially overlapping relationship. A first passageway is disposed through the capacitor dielectric having a capacitor internal metallization which is connected to the active electrode plate. A capacitor external metallization electrically connects to the ground electrode plate. An oxide-resistant metal addition includes a conductive core with a conductive cladding of a different material. A first electrical connection is between the oxide-resistant metal addition and the capacitor external metallization. A second electrical connection is between the oxide-resistant metal addition and the ferrule. | 1. A hermetically sealed filtered feedthrough assembly for an active implantable medical device, the filtered feedthrough assembly comprising: a) a ferrule of an electrically conductive material, the ferrule comprising a ferrule opening extending to a ferrule first end and a ferrule second end; b) an insulator of an electrically non-conductive material, the insulator comprising an insulator outer surface extending to an insulator first end and an insulator second end, wherein the insulator is disposed at least partially within the ferrule opening where a first gold braze hermetically seals the insulator to the ferrule, and wherein an insulator passageway extends through the insulator; c) an insulator metallization disposed at least partially on the insulator outer surface; d) a conductor residing in the insulator passageway where a second gold braze hermetically seals the conductor to the insulator, the conductor extending to a conductor first segment and a conductor second segment, wherein at least the conductor first segment extends outwardly beyond the insulator first end; e) a filter capacitor disposed near and/or on the insulator first end, the filter capacitor comprising: i) a capacitor dielectric comprising a dielectric outer surface extending to a first dielectric end and a second dielectric end; ii) at least one active electrode plate and at least one ground electrode plate disposed within and supported by the capacitor dielectric in an interleaved, partially overlapping relationship; iii) a dielectric passageway disposed through the capacitor dielectric to the dielectric first end and the dielectric second end; iv) a capacitor internal metallization disposed within the dielectric passageway and being conductively connected to the at least one active electrode plate and in non-conductive relation with the at least one ground electrode plate, wherein the conductor first segment extending outwardly beyond the insulator first end resides in the dielectric passageway where the conductor is conductively connected to the capacitor internal metallization and the at least one active electrode plate; v) a capacitor external metallization disposed at least partially on the dielectric outer surface, the capacitor external metallization being conductively connected to the at least one ground electrode plate and in non-conductive relation with the at least one active electrode plate; f) an oxide-resistant metal addition, comprising: i) a conductive core; ii) a conductive cladding disposed on the conductive core, wherein the conductive core and the conductive cladding are different materials; g) a first conductive connection between the oxide-resistant metal addition and the capacitor external metallization; and h) a second conductive connection between the oxide-resistant metal addition and the ferrule.
2121 | Powered case for electro-active medical device battery management | A powered case is provided that includes a case, configured to hold an electroactive medical device with an integrated battery; an energizing system, configured to provide electric energy; and an energy transfer system, configured to receive energy from the energizing system; and to transfer the received energy to the integrated battery of the electroactive medical device. Further, a medical device system is provided that can include an electroactive medical device, including an integrated battery; and a powered case, including a case, configured to hold the electroactive medical device with the integrated battery; an energizing system, configured to provide electric energy; and an energy transfer system, configured to receive energy from the energizing system; and to transfer the received energy to the integrated battery of the electroactive medical device. | 1. A powered medical device storage case, comprising: a case, configured to hold an implantable electroactive medical device with an integrated battery after manufacture of the implantable electroactive medical device and before implantation of the implantable electroactive medical device; an energizing system, configured to provide electric energy; and an energy transfer system, configured to receive energy from the energizing system; and to transfer the received energy to the integrated battery of the implantable electroactive medical device; and an energizing controller, configured to control the transfer of energy from the energizing system by the energy transfer system to the integrated battery of the implantable electroactive medical device to at least partially compensate a discharging of the integrated battery after manufacture and before implantation of the implantable electroactive medical device.
2122 | Method and system for advanced transcatheter aortic valve implantation planning | A method and system for transcatheter aortic valve implantation (TAVI) planning is disclosed. An anatomical surface model of the aortic valve is estimated from medical image data of a patient. Calcified lesions within the aortic valve are segmented in the medical image data. A combined volumetric model of the aortic valve and calcified lesions is generated. A 3D printed model of the heart valve and calcified lesions is created using a 3D printer. Different implant device types and sizes can be placed into the 3D printed model of the aortic valve and calcified lesions to select an implant device type and size for the patient for a TAVI procedure. The method can be similarly applied to other heart valves for any type of heart valve intervention planning. | 1. A method for heart valve intervention planning, comprising: estimating an anatomical surface model of a heart valve from medical image data of a patient; segmenting calcified lesions within the heart valve in the medical image data; generating a combined volumetric model of the heart valve and calcified lesions, wherein generating the combined volumetric model of the heart valve and calcified lesions comprises: mapping the segmented calcified lesions to the anatomical surface model of the heart valve, and extruding the anatomical surface model of the heart valve to a predetermined thickness; and creating a 3D printed model of the heart valve and calcified lesions using a 3D printer, wherein the heart valve is an aortic valve and extruding the anatomical surface model of the heart valve to a predetermined thickness comprises: extruding an aortic root surface of the anatomical surface model of the heart valve to a standard thickness associated with the aortic root if the standard thickness associated with the aortic root is greater than or equal to a minimum thickness level associated with the 3D printer; extruding the aortic root surface of the anatomical surface model of the heart valve to the minimum thickness level associated with the 3D printer if the standard thickness associated with the aortic root is less than the minimum thickness level associated with the 3D printer; extruding aortic valve leaflet surfaces of the anatomical surface model of the heart valve to a standard thickness associated with the aortic valve leaflets if the standard thickness associated with the aortic valve leaflets is greater than or equal to the minimum thickness level associated with the 3D printer; and extruding the aortic valve leaflet surfaces of the anatomical surface model of the heart valve to the minimum thickness level associated with the 3D printer if the standard thickness associated with the aortic valve leaflets is less than the minimum thickness level associated with the 3D printer.
2123 | Mode selection of an electrically motorized vehicle | A system, method, and device for operations of an electrically motorized vehicle. The vehicle can utilize an electrically motorized wheel to convert a non-motorized wheeled vehicle to an electrically motorized wheeled vehicle. A control system for the device of the electrically motorized wheel can include an application module operable to execute a control algorithm that manages operation of the device and a boot loader module in communication with the application module, the boot loader module operable to update the application module in response to a validity of the application module. | 1. A method of controlling an electric bicycle, the method comprising: detecting a plurality of user input parameters indicative of a user input applied to a drive unit of the electric bicycle to propel the electric bicycle to obtain user input data; detecting a parameter indicative of an operational state of the electric bicycle to obtain operational state data; processing the user input data and the operational state data to obtain a blended control data structure that scales a first factor corresponding to a first parameter of the plurality of user input parameters indicative of user input applied to the drive unit relative to a second factor corresponding to the operational state data; and controlling operation of an electric motor of the electric bicycle in response to the blended control data structure.
2124 | Personalized medical emergency autopilot system based on portable medical device data | The disclosure includes implementations for providing a personalized medical emergency autopilot system based on data from a portable medical device. A method may include receiving, by a communication unit of a vehicle, a wireless message from a wireless network. The wireless message includes sensor data describing one or more current physiological signals of a driver of the vehicle that are recorded by a portable medical device worn by the driver. The method may include analyzing the one or more current physiological signals of the driver to identify a medical emergency for the driver. The method may include overriding, by a personalized medical emergency autopilot system, one or more vehicle control inputs provided by the driver subsequent to identifying the medical emergency so that the driver cannot control the operation of the vehicle during the medical emergency. | 1. A system comprising: a vehicle communicatively coupled to a portable medical device of a driver via a wireless network; wherein the vehicle includes an Advanced Driver Assistance System (&quot;ADAS system&quot;); wherein the ADAS system includes a personalized medical emergency autopilot system that is operable to receive sensor data of the driver via the wireless network, wherein the sensor data describes one or more current physiological signals describing the driver as recorded by one or more physiological sensors included in the portable medical device of the driver; wherein the personalized medical emergency autopilot system is operable to analyze the one or more current physiological signals of the driver to identify a medical emergency for the driver; wherein the personalized medical emergency autopilot system is operable to retrieve a remedial action plan and identify a response that is customized for the medical emergency for the driver; and wherein the personalized medical emergency autopilot system is operable to respond based on the remedial action plan by overriding one or more vehicle control inputs provided by the driver subsequent to identifying the medical emergency so that the driver cannot control the operation of the vehicle during the medical emergency.
2125 | Textile motherboard, having a modular and interchangeable design, for monitoring, reporting and controlling | The present invention concerns a textile motherboard (TMB) employable in garments, tablecloths, gowns, etc. that incorporates at least a central processing unit (CPU) or a peripheral or a combination thereof, with the intention of monitoring, informing, or controlling parameters of interest. The garments may be utilized or worn by users (human or not). The textile of the garment is utilized as substrate to conform the TMB. The TMB may exhibit multiple-layer structures and VIAs (Vertical Interconnect Accesses). The routings of the TMB are conformed of textile material capable of transmitting signals between CPU and a means to register information or between the CPU and the combination of peripherals. Layers, routings, and VIAs may be incorporated into the TMB by using known textile manipulation techniques such as: knitting, weaving, stamping, perforating, or they may also be printed on the textiles. Every component is modular and interchangeable and connects to the TMB utilizing textile connectors such as snaps, hooks, or similar elements. TMB, CPU, and peripherals are washable. CPU and peripherals may be mounted on textile boards, as well as on rigid or flexible PCBs (printed circuit boards), utilizing discrete electronic and photonic elements. The CPU includes a microcontroller, a microprocessor, or a comparable element. The peripherals include photonic transducers or electronic transducers or combinations thereof such as: capacitive, pulse, humidity, temperature, accelerometers, and gyroscopes sensors. The peripherals also include screens, modules for serial communications, radiofrequency (including Zigbee technology, Bluetooth, etc.) and Wi-Fi, as well as similar elements. | 1. A textile motherboard, characterized by the implementation of: at least one substrate that consists of a textile material and serves as support for a textile circuit or part of it; wherein the textile substrate additionally includes at least one portion of a textile conductive layer and a portion of a textile isolating layer; at least a conductive routing that defines trajectories of the textile circuit or part of it, in the at least one portion of textile conductive layer, and that serves as transmission platform for the textile circuit that conforms the textile motherboard; at least one textile component incorporated into the substrate and attached to the conductive routing, which conforms a peripheral of, the textile motherboard, or that conforms a peripheral or a part of a peripheral employable in another textile motherboard; at least an interconnection terminal attached to the conductive routing, which consists of at least a means of textile union, which enables the connection and disconnection of at least one textile, electronic, or photonic peripheral, which exhibits at least one complementary means of textile union, which enables the interchange of peripherals usable in the textile motherboard; wherein the at least one conductive routing is attached by means of textile vertical interconnect accesses (VIA) to another conductive routing placed in another portion of conductive layer in the at least one substrate and; the textile motherboard is configured to monitor, inform, and control parameters of a user that wears a garment or utilizes an article, which incorporates such textile motherboard.
2126 | Package structure, electronic device and method for manufacturing package structure | A package structure, an electronic device and a method for manufacturing the package structure are presented. The package structure comprises: a substrate ( 100 ), a sensing module ( 200 ) disposed on an upper surface of the substrate ( 100 ) and electrically connected to the substrate ( 100 ), and a package colloid ( 300 ) disposed on the upper surface of the substrate ( 100 ) and coating at least one portion of the sensing module ( 200 ), wherein the sensing module ( 200 ) comprises a capacitive sensor ( 210 ) and an optical sensor ( 220 ), and the package colloid ( 300 ) comprises at least one portion of a photic zone ( 310 ) disposed corresponding to the optical sensor ( 220 ). Thus, the capacitive sensor and the optical sensor can be packaged in one package structure, so as to improve the degree of integration of the package structure and save the package space. | 1. A package structure, comprising: a substrate; a sensing module disposed on an upper surface of the substrate and electrically connected to the substrate; and a package colloid disposed on the upper surface of the substrate and coating at least one portion of the sensing module, wherein the sensing module comprises a capacitive sensor and an optical sensor, and the package colloid comprises at least one portion of a photic zone disposed corresponding to the optical sensor.
2127 | Computer-aided analysis and rendering of medical images using user-defined rules | Systems and methods that allow transfer and display rules to be defined based on one or more of several attributes, such as a particular user, site, device, and/or image/series characteristic, as well as whether individual images and/or image series are classified as thin slices and/or based on other characteristics, and applied to medical images in order to determine which images and/or image data are analyzed, downloaded, viewed, stored, rendered, processed, and/or any number of other actions that might be performed with respect to medical image data. The system and methods may include image analysis, image rendering, image transformation, image enhancement, and/or other aspects to enable efficient and customized review of medical images. | 1. A computer-implemented method of automated analysis of medical images, the method comprising: by one or more processors executing program instructions: accessing a set of medical image data; automatically analyzing the set of medical image data by a CAP action to determine a value of an attribute of the set of medical image data; accessing a user-defined rule indicating an association between the value of the attribute and a desired image slice thickness; determining whether the set of medical image data is formatted according to the desired image slice thickness indicated by the user-defined rule; and in response to determining that at least a portion of the set of medical image data is not formatted according to the desired image slice thickness rendering at least the portion of the set of medical image data as a series of medical images having the desired slice thickness.
2128 | Modular wearable device for conveying affective state | A wearable device conveys information to a user. The device includes a master soft circuit cell and a plurality of actuation soft circuit cells. These cells are physically interconnected to form a garment that is worn by a user and each of these cells includes an electrically non-conductive fabric covering. Each of the actuation cells is electrically connected to and operates under the control of the master cell. The master cell is configured to wirelessly receive actuation instructions and activate a combination of the actuation cells based on the received actuation instructions. Each of the actuation cells is configured to generate a particular actuation that is perceived by one or more senses of the user whenever the actuation cell is activated by the master cell. A system also conveys affective state information to a user. | 1. A wearable device for conveying information to a user, comprising: a master soft circuit cell which is a pliable electronic circuit; and a plurality of actuation soft circuit cells each of which is another pliable electronic circuit, the master soft circuit cell and each of the actuation soft circuit cells comprising an electrically non-conductive fabric covering, a physical interconnection of the master and actuation soft circuit cells forming a garment that is worn by the user, each of the actuation soft circuit cells being electrically connected to and operating under the control of the master soft circuit cell, the master soft circuit cell being configured to wirelessly receive actuation instructions and activate a combination of the actuation soft circuit cells based on the received actuation instructions, and each of the actuation soft circuit cells being configured to generate a particular actuation that is perceived by one or more senses of the user whenever the actuation soft circuit cell is activated by the master soft circuit cell.
2129 | Universal sphygmomanometer simulator for live training and evaluation | A sphygmomanometer simulator for live training includes an upper arm cuff for a simulated patient; a rigid walled pressure vessel within the cuff; a manual inflator and manual release valve coupled to the rigid walled vessel to selectively increase and release the pressure within the pressure vessel; a pressure sensor coupled to the pressure vessel; a cuff controller receiving the pressure sensor measurements and controlling a speaker within the cuff to emit designated simulated Korotkoff sounds associated with a simulated blood pressure and with the pressure of the pressure vessel; a visual gauge controlled by the cuff controller and displaying a pressure associated with the pressure in the pressure vessel and simulated Korotkoff gauge bumps associated with the simulated blood pressure for the simulated patient; and a user controller coupled to the cuff controller for inputting the simulated blood pressure for the simulated patient. | 1. A sphygmomanometer simulator for live training and evaluation, comprising: a cuff configured to be placed around an extremity of a manikin based simulated patient and a live based simulated patient, wherein the cuff is structured to avoid generation of actual Korotkoff sounds from a live patient when placed around an extremity of the live patient even after the cuff is inflated, and wherein the cuff comprises a rigid walled pressure vessel provided within the cuff and structured to prevent occlusion of an artery when the cuff is placed around an extremity of the live patient and the cuff is inflated, an inflator coupled to the rigid walled pressure vessel to selectively increase a pressure within the rigid walled pressure vessel, and a release valve coupled to the rigid walled pressure vessel for selectively releasing the pressure within the rigid walled pressure vessel.
2130 | Systems, apparatuses and methods for biometric sensing using conformal flexible antenna | This invention provides conformal antenna structures, how to make and use the antenna structures, and systems in which the antenna structures may be used for biometric sensing of humans and other animals. The antenna structures of the invention includes at least one relatively flexible section connecting relatively rigid sections. The relatively flexible section connecting relatively rigid sections may flex so that the relatively rigid sections connected to the relatively flexible section can change orientation relative to one another. This allows the relatively rigid sections to be conformed to a region of a surface of a human or animal that is not flat (that is curved). | 1. A system for biometric sensing comprising a conformal flexible antenna structure, said conformal flexible antenna structure comprising: a first metal layer a flexible dielectric layer below the first metal layer; a first rigid dielectric segment below the flexible dielectric layer; a second rigid dielectric segment below the flexible dielectric layer; an antenna feed; wherein the first metal layer has a an upper major surface and a lower major surface; wherein the flexible dielectric layer has an upper major surface and a lower major surface; wherein the lower major surface of the first metal layer opposes regions of the upper major surface of the flexible dielectric layer; wherein the first rigid dielectric segment has an upper surface; wherein the second rigid dielectric segment has an upper surface; wherein the upper surface of the first rigid dielectric segment opposes a first portion of the lower major surface of the flexible dielectric layer; wherein the upper surface of the second rigid dielectric segment opposes a second portion of the lower major surface of the flexible dielectric layer; wherein the first rigid dielectric segment and the second rigid section are spaced apart by a groove distance so that groove exists between the first rigid dielectric segment and the second rigid section such that the region of the conformal flexible antenna between the first rigid dielectric segment and the second rigid section is relatively flexible compared to flexibilities of the first rigid section and the second rigid section; wherein the first metal layer has interior edges defining a slot through the first metal layer upper major surface and the first metal layer lower major surface; wherein a first region of the slot is above a portion of the first rigid dielectric segment and another region of the slot is above a portion of the second rigid dielectric segment.
2131 | Communication efficiency with an implantable medical device using a circulator and a backscatter signal | A device includes a primary antenna configured to communicate a signal to an antenna of an implantable medical device (IMD). A circulator is coupled to the primary antenna. The circulator enables the signal to pass from a transmitter to the primary antenna. The circulator also enables a backscatter signal from the IMD to pass from the primary antenna to a receiver. A processor coupled to the receiver. The processor configured to determine, based on the backscatter signal, an improved impedance value for a component of the IMD and/or an improved frequency for the signal communicated to the IMD, to improve communication efficiency of the signal to the IMD. | 1. A device comprising: a primary antenna configured to transmit a signal to an antenna of an implantable medical device (IMD) and to receive a backscatter signal from the IMD, wherein the backscatter signal is a reflection of the signal transmitted from the primary antenna; a circulator coupled to the primary antenna, wherein the circulator is configured to route the signal from a transmitter to the primary antenna, to route the backscatter signal from the primary antenna to a receiver, and to allow a portion of the signal to pass to the receiver as a leakage signal; and a processor coupled to the receiver, the processor configured to determine, based at least partially on a difference in amplitude between the backscatter signal received from the IMD via the primary antenna and the leakage signal, an updated frequency for the signal transmitted to the IMD via the primary antenna, wherein the processor is configured to perform a sweep of the signal across a range of frequencies and to monitor the backscatter signal for each frequency of the sweep to determine the updated frequency.
2132 | System for medical treatment | The present invention refers to a system for medical treatment comprising a medical device and a separate hand-held device. The medical device comprises an energy-receiving unit and the separate hand-held device comprises a housing and an energy-transfer unit to transfer energy to be used at least in part for performing medical treatment to the energy-receiving unit of the medical device when the energy-receiving unit and the energy-receiving unit are in an energy-transfer position. The system further comprises at least one position sensor adapted to detect at least when the energy-transfer unit and the energy-receiving unit are in the energy-transfer position. The system further comprises a controller for controlling the energy-transfer unit such that the transfer of energy needed for medical treatment from the energy-transfer unit to the energy-receiving unit is enabled only when the energy-transfer unit and the energy-receiving unit are in the energy-transfer position. | 1. A system for medical treatment comprising: a medical device to be placed in contact with a subject, the medical device comprising an energy-receiving unit which comprises one or more rotors and/or one or more axial elements, and a separate hand-held device comprising a housing, and an energy-transfer unit adapted to transfer energy via magnetic coupling to the energy-receiving unit of the medical device only when an energy-transfer position has been reached, a sensor adapted to detect positioning information of the energy-transfer unit relative to the energy-receiving unit, and a controller adapted to receive the positioning information from the sensor and to compare it to reference information related to the position to be achieved to determine from the comparison whether the energy-transfer position has been reached and if so, to enable transfer of a correct amount of energy to the medical device for the medical treatment and/or to inform the subject that the energy transfer position has been reached.
2133 | Synchronizing wireless data acquisition of physiological information | A wireless data acquisition system includes a data acquisition unit including a data sensor; a first wireless data link and a second wireless timing link with predicable or low latency. Stimulus and time markers come from a trigger generator. Data signals from the data sensor are transmitted across the wireless data link and timing information of the data acquisition unit is transmitted across the wireless timing link. A receiving host receives the transmitted data and timing information for logging and/or processing. | 1. A wireless data acquisition system comprising: a data acquisition unit including a data sensor; a trigger generator for providing time markers; a wireless data link for transmission of data acquired by the data acquisition unit; and a wireless timing link with predicable or low latency of less than 10 ms; wherein the data acquisition unit is adapted for receiving time markers for the data acquisition unit across the wireless timing link from the trigger generator and; wherein the data acquisition unit is adapted for combining the time markers with the data signals acquired from the data sensor for transmission to a receiver across the wireless data link.
2134 | System and method for pet behavioral identification | A system and method for behavioral analysis of a household pet. The system includes a sensor unit having at least one 3D accelerator sensor attached to the pet, a control unit connected with the 3D accelerator sensor and configured to collect acceleration data indicative of selected movements from the sensor. The control unit being configured to perform an initial analysis of the collected sensor data. The system further includes an analysis unit communicating with the control unit, the analysis unit configured to upload the collected sensor data and to receive additional data pertaining at least to the household environment and to the pet's historical condition and to define the pet's condition accordingly by neutralizing the additional data effects, wherein the data collection rate from the sensor is selected in accordance with at least the initial analysis results. | 1. A system for condition analysis of a household pet, comprising: a primary sensor unit attached to said pet, said sensor unit comprising: at least one 3D accelerator sensor attached to said pet; and a control unit connected with said 3D accelerator sensor and configured to collect acceleration data indicative of selected movements from said sensor, said control unit configured to perform an initial analysis of said collected sensor data; at least one secondary sensor unit configured to sense location data pertaining to said pet'ss caretaker; and an analysis unit communicating with said control unit and with said at least one secondary sensor unit, said analysis unit configured to upload said collected sensor data and to receive additional data pertaining to said pet'ss caretaker location and to said pet'ss historical movement data, and to define said pet'ss condition accordingly by neutralizing effects of said additional data, wherein the data collection rate from the sensor is selected in accordance with at least said initial analysis results.
2135 | Waterproof stretchable optoelectronics | Described herein are flexible and stretchable LED arrays and methods utilizing flexible and stretchable LED arrays. Assembly of flexible LED arrays alongside flexible plasmonic crystals is useful for construction of fluid monitors, permitting sensitive detection of fluid refractive index and composition. Co-integration of flexible LED arrays with flexible photodetector arrays is useful for construction of flexible proximity sensors. Application of stretchable LED arrays onto flexible threads as light emitting sutures provides novel means for performing radiation therapy on wounds. | 1. A biomedical device for treating a tissue in a biological environment, the biomedical device comprising: a suture having an external surface; a flexible or stretchable electronic circuit supported by said external surface of said suture, said flexible or stretchable electronic circuit comprising one or more inorganic semiconductor elements having an average thickness less than or equal to 100 μm, wherein said external surface of the suture is in conformal and physical contact with at least a portion of the flexible or stretchable electronic circuit; and a barrier layer at least partially encapsulating said flexible or stretchable electronic circuit, wherein said barrier layer prevents water from said biological environment from contacting at least a portion of said inorganic semiconductor elements.
2136 | Method, apparatus, system, and computer readable medium for determining preferable conditions for MAC communication within a WBAN | A method for use within a WBAN, the method comprising creating a motion profile and a corresponding channel quality profile and using the motion profile to determining preferable conditions for MAC communication within the WBAN. | 1. A method of determining preferable conditions for Medium Access Control, MAC, communication within a Wireless Body Area Network, WBAN, having a hub node and a peripheral node, the method comprising: determining that a motion sensor is moving periodically; creating a motion profile by recording a signal produced by the motion sensor as it moves periodically; creating a channel quality profile based on an assessment of channel quality between the nodes of the WBAN as the motion sensor moves periodically; and determining, based on the channel quality profile, a point in the motion profile for wirelessly communicating between the nodes.
2137 | RF doppler bio-signal sensor for continuous heart rate variability and blood pressure monitoring | A method implemented by a device to measure a bodily parameter includes transmitting, by a transmit (Tx) antenna of an antenna pair, a first radar pulse to a receive (Rx) antenna of the antenna pair. The method also includes receiving, by the receive (Rx) antenna, the first radar pulse. The first radar pulse travels through a radar target between the Tx antenna and the Rx antenna. The method further includes transmitting, by the Tx antenna, a second radar pulse to the Rx antenna. In addition the method includes receiving, by the Rx antenna, the second radar pulse, wherein the second radar pulse travels through the radar target between the Tx antenna and the Rx antenna. The method also includes determining a bodily parameter within the radar target as a function of the transmission and the reception of the first radar pulse and the second radar pulse. | 1. A device to measure a bodily parameter, the device comprising: a first antenna pair including a first transmit (Tx) antenna configured to transmit one or more radar pulses and a first receive (Rx) antenna configured to receive the one or more radar pulses, wherein the first Tx antenna and the first Rx antenna are positioned so that a radar target can be positioned on a first straight line between the first Tx antenna and the first Rx antenna; a second antenna pair including a second transmit (Tx) antenna configured to transmit one or more radar pulses and a second receive (Rx) antenna configured to receive the one or more radar pulses, wherein the second Tx antenna and the second Rx antenna are positioned so that a radar target can be positioned on a second straight line between the second Tx antenna and the second Rx antenna, wherein the second antenna pair are positioned so that one or more radar pulses transmitted from the second transmit antenna reach the radar target at an angle relative to the one or more radar pulses transmitted from the first transmit antenna; wherein the first antenna pair and the second antenna pair are positioned relative to each other to mitigate motion artifacts; and a processor configured to: control the first and second Tx antennas to transmit a first radar pulse and a second radar pulse, control the first and second Rx antennas to receive the first radar pulse and the second radar pulse, wherein the first radar pulse and the second radar pulse travel through the radar target, and determine a bodily parameter within the radar target as a function of the transmission and the reception of the first radar pulse and the second radar pulse between each of the first and second antenna pairs.
2138 | Methods, media, and apparatus for optimizing physical training based on real-time blood lactate monitoring | Some embodiments described herein relate to receiving lactate concentration data from a non-invasive sensor. A ratio of aerobic to anaerobic exertion can be determined based on the concentration of lactate, and real-time feedback can be provided based on the ratio of aerobic to anaerobic exertion. For example, the user can be encouraged to maintain a level of intensity in which he or she approaches (but does not exceed) maximal oxygen consumption. | 1. A non-transitory processor readable medium storing code representing instructions to be executed by a processor, the code comprising code to cause the processor to: receive, from a non-invasive sensor, a signal associated with a direct measurement of a concentration of lactate in a blood stream of a mammalian body; determine a ratio of aerobic to anaerobic exertion based on the direct measurement of the concentration of lactate; compare the ratio of aerobic to anaerobic exertion to an aerobic threshold and an anaerobic threshold; and send a signal to an output device to cause the output device to provide feedback during a training activity based on a proximity of the ratio of aerobic to anaerobic exertion to at least one of the aerobic threshold or the anaerobic threshold.
2139 | Power-efficient chopper amplifier | In an example, an electrical circuit device for amplifying a physiological signal includes a modulation unit configured to receive an input signal, to modulate the input signal to produce a modulated signal. The device also includes an amplification and transconductance unit configured to amplify an amplitude of the modulated signal and increase a transconductance of the modulated signal to produce a transconductance enhanced modulated and amplified signal, where the amplification and transconductance unit comprises at least a first complementary pair of transistors and a second complementary pair of transistors configured to receive the modulated signal and to amplify and increase the transconductance of the modulated signal. The device also includes a demodulation unit configured to receive the transconductance enhanced modulated and amplified signal and to demodulate the signal. | 1. An electrical circuit device for amplifying a physiological signal, the device comprising: a modulation unit configured to receive an input signal generated based on the physiological signal, and to modulate the input signal to produce a modulated signal; an amplification and transconductance unit configured to amplify an amplitude of the modulated signal and increase a transconductance of the modulated signal to produce a transconductance enhanced modulated and amplified signal, wherein the amplification and transconductance unit comprises at least a first complementary pair of transistors and a second complementary pair of transistors configured to receive the modulated signal and to amplify and increase the transconductance of the modulated signal; and a demodulation unit configured to receive the transconductance enhanced modulated and amplified signal and to demodulate the transconductance enhanced modulated and amplified signal to generate a chopper-stabilized amplified version of the input signal, wherein a gate of a first PMOS transistor of the first complementary pair of transistors is connected to the modulation unit to receive a first differential voltage signal from the modulation unit, and a drain of the first PMOS transistor of the first complementary pair of transistors is connected to the demodulation unit, wherein a gate of a first NMOS transistor of the first complementary pair of transistors is connected to the modulation unit to receive the first differential voltage signal from the modulation unit, and a drain of the first NMOS transistor of the first complementary pair of transistors is connected to the demodulation unit, wherein: the drain of the first PMOS transistor is commonly connected to the drain of the first NMOS transistor, and the voltage at the drain of the first PMOS transistor is substantially equal to the voltage at the drain of the first NMOS transistor throughout a voltage range at the drain of the first PMOS transistor, wherein a gate of a second PMOS transistor of the second complementary pair of transistors is connected to the modulation unit to receive a second differential voltage signal from the modulation unit, and a drain of the second PMOS transistor of the second complementary pair of transistors is connected to the demodulation unit, and wherein a gate of the second NMOS transistor of the second complementary pair of transistors is connected to the modulation unit to receive the second differential voltage signal from the modulation unit, and a drain of the second NMOS transistor of the second complementary pair of transistors is connected to the demodulation unit the demodulation unit, wherein: the drain of the second PMOS transistor is commonly connected to the drain of the second NMOS transistor, and the voltage at the drain of the second PMOS transistor is substantially equal to the voltage at the drain of the second NMOS transistor throughout a voltage range at the drain of the second PMOS transistor.
2140 | Model and system for use in an imaging technique | The invention relates to a model for use in an imaging technique based on an interaction of the model with an electromagnetic radiation. The model comprises a plurality of volume elements. The interaction intensities of two neighboring volume elements are distinguishable by an imaging technique. The model comprises first volume elements made of a supporting material, and second volume elements are made of a supporting material and a contrast material and exhibit a higher interaction intensity with the electromagnetic radiation than the first volume elements because of the presence of contrast material. The second volume elements have been generated by a printing method. The invention further relates to a method for fabricating the model by 3D printing. | 1. A method for fabricating a model, wherein the model comprises a plurality of layers, and wherein said layers comprise: a supporting material, and a contrast material, wherein said contrast material exhibits an interaction with an electromagnetic radiation, which deviates from the interaction of said supporting material with said electromagnetic radiation, and a plurality of spatial positions, wherein said model comprises a plurality of volume elements, wherein a volume, a spatial position, and an interaction intensity with an electromagnetic radiation is allocated to each of said volume elements, wherein said interaction intensities of two neighboring volume elements are distinguishable by means of an imaging technique, wherein said model comprises a plurality of first volume elements, and a plurality of second volume elements, wherein said first volume elements comprise said supporting material, wherein said second volume elements comprise said supporting material and said contrast material, and wherein said second volume elements exhibit a higher interaction intensity with said electromagnetic radiation than said first volume elements by means of said contrast material, wherein the method comprises the following steps: generating a three-dimensional image from a plurality of sectional images of a human or animal body, wherein, using an imaging technique based on the interaction of components of said body with an electromagnetic radiation, a plurality of interaction intensities of said body with said electromagnetic radiation comprising a first plurality of positions is measured, a plurality of voxel intensities of a three-dimensional image of said body comprising a second plurality of positions is generated, such that each interaction intensity with a first position is allocated to a respective voxel intensity with a respective second position, and wherein each of said voxel intensities is proportional to said allocated interaction intensity, and applying a plurality of portions comprising a defined amount of contrast material at a third plurality of positions of said layers, such that said amount of contrast material at said third position of said respective layer is proportional to said voxel intensity at said respective second position, and stacking said layers of supporting material in an arrangement, such that said interaction intensity of said portion of contrast material with said electromagnetic radiation at said third position essentially corresponds to said interaction intensity of said body with said electromagnetic radiation at said respective first position.
2141 | Method of manufacturing a surgical implant having a marking | In a method of manufacturing a surgical implant, a flexible areal basic structure having a first face and a second face is provided. At least one linear marking thread is placed, in a floating manner, onto one of the faces of the basic structure and mechanically fixed (e.g. by stitching) to the basic structure at a first location and at a second location which are spaced from each other. Thereafter, the linear marking thread is thermally fixed to the basic structure in an area between the first location and the second location by a melt-fusing process. | 1. A method of manufacturing a surgical implant, comprising the steps of providing a flexible areal basic structure having a first face and a second face, placing at least one linear marking thread in a floating manner, onto one of the faces of the basic structure and mechanically fixing the marking thread to the basic structure at a first location and at a second location which are spaced from each other, thermally fixing the linear marking thread to the basic structure in an area between the first location and the second location by a melt-fusing process.
2142 | Treatment of autoimmune diseases with deep brain stimulation | Techniques using electrical stimulation for treating an Autoimmune Disease by means of an implantable pulse generator and at least one electrode. An electrode lead is surgically implanted in a region of the insular cortex to deliver electrical stimulation. The at least one electrode lead and implantable pulse generator contain features that allow the electrical stimulation to be directed to specific volumes of the insular cortex, and ensure that non-therapeutic volumes do not receive electrical stimulation. | 1. A method for treating an autoimmune disorder, the method comprising: implanting an implantable stimulator into a patient; implanting a lead into the patient, the lead having a MEMS film comprising: a plurality of electrodes; a plurality of periphery traces at least partially encircling each of the plurality of electrodes; and at least two connection points coupling each of the plurality of periphery traces with a respective one of the plurality of electrodes; driving the lead toward a first target location in the patient, wherein the first target location comprises one of a first, a second, a third, or a fourth gyms of an anterior insular cortex; a superior-anterior insula; an inferior-anterior insula; an anterior-anterior insula; a posterior-anterior insula; a large insular gyms of a posterior insula; a superior-posterior insula; or an inferior-posterior insula; generating, by the implantable stimulator, an electrical signal; and delivering the electrical signal to the first target location via at least one of the plurality of electrodes.
2143 | Mobile device case with ultraviolet light sanitizer and light therapy | A protective case for a mobile electronic device is provided. The case includes at least one light emitting diode that emits electromagnetic radiation in the range of UV-C light for sanitizing contaminated surfaces. The case also includes additional LEDs that emit light at wavelengths known to have a therapeutic effect such as a blue light for treating seasonal affective disorder. The LEDs are provided in a separate encasement that is detachable from the protective cover configured to receive and protect the mobile electronic device. A short-range wireless receiver is included to communicate with an application installed on the mobile electronic device for controlling the activation, intensity, duration and mode of the LEDs including predetermined treatment or sanitization protocols. | 1. An accessory for use with a mobile electronic device, comprising: a casing defining a cavity and configured to be removably connectable to a mobile electronic device; at least one light source connected to the casing and configured to emit electromagnetic radiation in the range of ultraviolet light directed away from said casing; a power source connected to the casing and configured to power the at least one light source; at least one controller configured to control the activation of the at least one light source; and a protective case configured to receive the mobile electronic device; the casing being removably connectable and external to the protective case.
2144 | Integrating action boxes for infusion management | Methods, computer systems and computer readable media for receiving data from infusion pumps in a healthcare setting and displaying the data on a user device are provided. Centralized clinician views are provided to enable clinician to provide additional information for infusion data within selected time ranges. Embodiments provide near real-time graphical displays of infusion data to clinicians on separate user devices. In addition, near real-time graphical displays of patient physiologic data is displayed simultaneously to a clinician along with the infusion data. | 1. One or more non-transitory computer storage media having computer-executable instructions embodied thereon, that when executed, perform a method for indicating an action is required for an item associated with infusion documentation, the method comprising: receiving a first continuous data feed from a first device operable to assist in treating a patient; receiving a second continuous data feed from a second device operable to assist in treating the patient; receiving a selection of a time range having multiple items from a user interface containing data from the first continuous data feed and the second continuous data feed; identifying a plurality of items within the selected time range that each requires additional information from a clinician based on data received from the first continuous data feed and the second continuous data feed, each item being associated with one of the first device or the second device; identifying the additional information required for the plurality of items; and displaying an action box for entering the additional information for items associated with the first device and the second device, the action box listing each item that requires additional information and indicating what additional information is required, wherein the action box is configured to receive input associated with the additional information for each item.
2145 | Apparatus and method for determining user's mental state | An apparatus for determining a user's mental state in a terminal is provided. The apparatus includes a data collector configured to collect sensor data; a data processor configured to extract feature data from the sensor data; and a mental state determiner configured to provide the feature data to an inference model to determine the user's mental state. | 1. An apparatus for determining a mental state of a user, comprising: a data collector configured to collect sensor data generated as the user is composing a message using a terminal; a mental state determiner configured to determine the mental state of the user based on extracted feature data from the sensor data; and a measure executor configured to control an implementation of one or more predetermined measures based on the determined mental state, wherein the feature data comprises text input information, and the text input information comprises one or more of keyboard input information, writing input information, and terminal state information.
2146 | Human body tumbling detection method and device and mobile terminal system | A human body tumbling detection method and device and a mobile terminal system are disclosed. The method may include: when detecting that resultant acceleration of a human body is less than a low acceleration threshold a0, capturing a resultant acceleration sequence I0 within fixed time; in a two-dimensional coordinate system using resultant acceleration and time as coordinate axes and a0 as a reference line, calculating a curve area above the reference line and a curve area below the reference line that are enclosed by curves in I0 coordinates and the reference line; and when a difference between the curve area above the reference line and the curve area below the reference line is less than a curve area threshold ΔS, and time occupied by resultant acceleration below the reference line is greater than a low acceleration time threshold ΔT, determining that the human body tumbles. | 1. A human body tumbling detection method using a portable smart mobile device, the method comprising at least one microprocessor, an acceleration sensor, a speed sensor and a memory of the portable smart mobile device executing the steps of: when detecting that resultant acceleration of a human body is less than a low acceleration threshold a0 set and stored in the memory according to human body status information, capturing a resultant acceleration sequence I0 within a fixed time; in a two-dimensional coordinate system using resultant acceleration and time as coordinate axes and a0 as a reference line, calculating a curve area above the reference line and a curve area below the reference line that are enclosed by curves in I0 coordinates and the reference line; when a difference between the curve area above the reference line and the curve area below the reference line is less than a curve area threshold ΔS, and time occupied by resultant acceleration below the reference line is greater than a low acceleration time threshold ΔT, determining that the human body tumbles; after determining that tumbling occurs, capturing a current speed sequence of the human body; when the current speed is lower than a speed threshold for more than a set time, generating an alarm prompt information; and when the alarm prompt information is acknowledged or unacknowledged for more than a certain period of time, generating an alarm; and wherein the low acceleration threshold a0, the curve area threshold ΔS, the low acceleration time threshold ΔT and the speed threshold are respectively set and stored in the memory according to human body status information.
2147 | Apparatus for generating focused electromagnetic radiation | An apparatus for generating electromagnetic radiation comprises a polarizable or magnetizable medium. A polarization or magnetisation current can be generated, in a controlled manner, whose distribution pattern has an accelerated motion, so that non-spherically decaying and intense spherically decaying components of electromagnetic radiation can be generated. The coordinated motion of aggregates of charged particles can give rise to extended electric charges and currents. The charged distribution patterns can propagate with a phase speed exceeding the speed of light in vacuo and that, once created, such propagating charged patterns act as sources of electromagnetic fields in precisely the same way as any other moving sources of these fields. That the distribution patterns of these sources travel faster than light is not, of course, in any way incompatible with the requirements of special relativity. The superluminally moving charged pattern is created by the coordinated motion of aggregates of subluminally moving particles. | 1. An apparatus for generating electromagnetic radiation, comprising: a series of adjacent electrode pairs arranged on a common dielectric substrate, where electrodes of each electrode pair in the series of adjacent electrode pairs are substantially aligned on opposite sides of the common dielectric substrate; and electrode drive circuitry configured to: energize a first electrode pair in the series of adjacent electrode pairs at an energizing time to produce a volume polarization distribution pattern within the common dielectric substrate; energize a next electrode pair in the series of adjacent electrode pairs at a next energizing time to produce a variation of the volume polarization distribution pattern within the common dielectric substrate, a center of the next electrode pair located a distance from a center of the first electrode pair, wherein the next energizing time is a time interval after the energizing time of the first electrode pair, the time interval less than a time for light to travel the distance between the centers of the first and the next electrode pairs.
2148 | External charging coil assembly for charging a medical device | An integrated external controller/charger system for an implantable medical device is disclosed comprising an external controller/charger device with a Graphical User Interface (GUI) and first battery, and an external charging coil assembly coupleable to the external controller/charger device and including or associated with a second battery. The second battery is used to energize a charging coil in the external charging coil assembly, while the first battery is used to power other aspects of the system (data telemetry circuitry, control circuitry, the GUI, etc.). Because the second battery powers the relatively high-power charging function, the first battery in the external controller/charger device can be made smaller. Additionally, the second battery enables a suitable external controller device (e.g. a mobile device such as a cell phone) to provide charging functionality even if its first battery is otherwise inadequate. | 1. A charging coil assembly for use with a medical device, comprising: a housing; a first connector extending from the housing and configured to couple to a first port of an external controller; a charging coil within the housing configured to produce a magnetic charging field for the medical device, wherein production of the magnetic charging field is controlled by the external controller via the first connector; and a battery within the housing, wherein the battery is configured to power first circuitry to energize the charging coil to produce the magnetic charging field, wherein the housing does not contain a user interface configured to indicate to a user or to receive an input from a user.
2149 | Interference cancellation for throat microphone | A throat microphone may include one or more transducers that are in contact with the skin in the region of the larynx of person, and may provide a vibration signal to a processing unit. The vibration signal may also include energy and information relating to secondary physiological phenomena such as breathing and heartbeat, in addition to the desired sonic signal. The processing unit may utilize information relating to the secondary physiological phenomena to control a filter that outputs the desired sonic signal. | 1. A system for providing a desired physiological signal based on vibrations of a throat area of a person, comprising: a vibration sensor; a processor coupled to the vibration sensor, wherein the processor is configured to receive a vibration signal from the vibration sensor, identify a characteristic of the vibration signal that is associated with a secondary physiological phenomena, determine a filter control parameter based on the characteristic, and provide the desired physiological signal based on the filter control parameter and the vibration signal; and a communication unit coupled to the processor and in communication with a device, wherein the communication unit transmits the desired physiological signal to the device.
2150 | Protection for implanted gold surfaces | An implantable device includes an exterior gold surface and a thin film disposed on the exterior gold surface and forming a barrier between the exterior gold surface and an implanted environment, in which the thin film includes molecules with a head portion, the head portion attached to the exterior gold surface. | 1. An implantable device comprising: a gold body with an exterior gold surface, wherein the gold body forms a portion of a hermetic enclosure of the implantable device; a thin film disposed on the exterior gold surface, the thin film including an organosulfur compound, wherein the organosulfur compound comprises: a sulfur head attached to the exterior gold surface; and a tail; and an overlying material attached to the exterior gold surface by multiple molecules of the organosulfur compound, wherein the thin film and the overlying material protect the gold surface from corrosion and the tail is attached to the overlying material by entanglement.
2151 | Electronic vapor provision device | An electronic vapor provision device comprising a battery assembly 8 and a vaporizer 24 , wherein the battery assembly 8 comprises a power cell 10 and a computer 12 , the vaporizer 24 is releasably connectable to the battery assembly 8 and the computer 12 comprises a computer processor 16 and a memory 18 ; wherein the computer 12 is configured to detect whether the vaporizer 24 is connected to the battery assembly 8 without use of the electronic vapor provision device by a user; and to substantially remain in a sleep mode until the vaporizer 24 is connected to the battery assembly 8. | 1. An electronic vapor provision device comprising: a battery assembly including a power cell and a computer, the computer having a computer processor and a memory; and a vaporizer releasably connectable to the battery assembly, wherein the computer is configured to: periodically determine whether or not the vaporizer is connected to the battery assembly; enter a sleep mode if it is determined that the vaporizer is not connected to the battery assembly; and substantially remain in the sleep mode until it is determined that the vaporizer is connected to the battery assembly, wherein substantially remaining in the sleep mode comprises: waking from the sleep mode after a predetermined sleep time to determine whether or not the vaporizer is connected to the battery assembly, and if it is determined that the vaporizer is not connected to the battery assembly, reentering the sleep mode, or if it is determined that the vaporizer is connected to the battery assembly, entering a connected mode, wherein the sleep mode is a lower power mode than the connected mode.
2152 | System for signalling danger warnings arising from exposure of a subject to atmospheric pollutants, and corresponding method and mobile device | A system for signalling danger warnings arising from exposure of a subject to atmospheric pollutants, includes means for detecting environmental information in the proximity of the subject, and at least one personal mobile terminal. Sensor means are associated to the subject and configured for detecting one or more physiological parameters of the subject and supplying them to the personal mobile terminal. The system includes means for detecting the position of the subject and a data-processing module. The mobile terminal is configured for sending to the module local-detection data. The terminal is configured for receiving from the module danger warnings arising from exposure to pollutants calculated in the module and displaying to the subject the danger warnings or issuing alarms as a function of the values of the aforesaid danger warnings. | 1. A system for signaling danger warnings arising from exposure of a subject to pollutants, in particular atmospheric pollutants, comprising: means for detecting environmental information in the proximity of the subject; at least one personal mobile terminal; sensor means associated to the subject, configured for detecting one or more physiological parameters of the subject and supplying the parameters to said personal mobile terminal of the subject; means for detecting the position of the subject; and a data-processing module for determining a danger warning, said mobile terminal configured for sending to said data-processing module local-detection data corresponding to the subject, comprising said one or more physiological parameters of the subject, together with the corresponding position of the subject; and said data-processing module configured for retrieving, as a function of said position of the subject, environmental information from a network for detection of environmental information, comprising said means for detecting environmental information, which covers a region comprising an area in which said position of the subject is located, said personal mobile terminal being configured for: receiving from said data-processing module danger warnings arising from exposure to pollutants calculated in said data-processing module as a function of said environmental information and of said local-detection data, comprising said one or more physiological parameters of the subject and said corresponding position of the subject; and said danger warnings calculation comprising: calculating a ratio of the ventilation of the active subject at a given time instant from said one or more physiological parameters and a ventilation of the subject at rest calculated on the basis of said one or more physiological parameters, estimating a toxicity threshold of a pollutant at the given time instant as a function of said ratio and of a toxicity threshold, evaluating a danger warning of the environment indicating danger if a measured concentration of the pollutant is higher than said estimated toxicity threshold, displaying to the subject said danger warnings or issuing alarms as a function of the values of said danger warnings.
2153 | Garment system with electronic components and associated methods | The disclosure provides a wireless biometric monitoring system that may be capable of acquiring, compiling, analyzing, and transmitting biometric data in near real time/real time. The system may utilize either the most up-to-date Bluetooth protocol (currently Bluetooth Smart) or a similar wireless protocol. The system may further integrate through this wireless protocol with peripheral devices to expand the measurement capacity of the system. In embodiments, the system may be capable of monitoring multiple biometric responses including, but not limited to: skin temperature, core temperature, respirations, heart rate, predicted tidal volume, chest wall movement, abdominal movement in conjunction with inspiration, abdominal movement in conjunction with expiration, HRR (heart rate reserve), HRV (heart rate variability), body position relevant to perpendicular, shoulder position relevant to hip position, general body posture, up time, down time, and malfunctions. | 1. A garment system for providing data comprising: a garment body comprising an anterior portion, a posterior portion, and a plurality of yarns arranged in at least one of a woven pattern and a knit pattern, the garment body further comprising the following components: a processor; a memory; a battery unit; a respiratory monitor sub-system comprising a plurality of respiratory monitoring sites, each of the plurality of respiratory monitoring sites affixed to at least one other of the plurality of respiratory monitoring sites via conductive flexible fibers; a plurality of kinetic generators wired to a power modulator connected to the battery; a GPS monitor; and a plurality of accelerometers, at least one of the plurality of accelerometers wired to the processor; the processor, the GPS monitor, and the plurality of accelerometers each comprising at least one of a wireless receiver and a wireless transmitter; and a data analysis module comprising a second wireless receiver and a wireless transmitter, the module capable of receiving data procured from at least one of the processor, the respiratory monitor sub-system, the GPS monitor, and the plurality of accelerometers.
2154 | Catheter tip-end rotation angle measurement apparatus, catheter tip-end rotation angle measurement method, and catheter tip-end rotation angle measurement program | A catheter tip-end rotation angle calculation apparatus includes a movement restriction unit, of a tube shape, that is configured to be penetrated from a first hole to a second hole of a catheter on tip end and opposite sides, and restricts movement of the catheter to an insertion direction by causing the catheter to pass through from the first hole to the second hole, first and second rotation angle measurement units that measure first and second rotation angles of the catheter at the first and second holes, a catheter insertion length measurement unit that measures a catheter insertion length, and a catheter tip-end rotation angle calculation unit that calculates a rotation angle of the catheter tip end by using an angle difference between the first and second rotation angles, the catheter insertion length, and a distance between the first and second holes. | 1. A catheter tip-end rotation angle calculation apparatus comprising: a movement restriction unit, of a tube shape, that is configured to be penetrated from a first hole to a second hole, and restrict movement of a catheter to a catheter insertion direction by causing the catheter to pass through from the first hole to the second hole; a first rotation angle measurement unit that measures a first rotation angle that is a rotation angle of the catheter at the first hole; a second rotation angle measurement unit that measures a second rotation angle that is a rotation angle of the catheter at the second hole; a catheter insertion length measurement unit that measures a catheter insertion length that is a length from the first hole or the second hole to a tip end portion of the catheter; and a catheter tip-end rotation angle calculation unit that calculates that is a rotation angle of a tip end of the catheter by θ=θ1−(θ1−θ2)·L/L12, where the first rotation angle is θ1, the second rotation angle is θ2, the catheter insertion length is L, and a distance between the first hole and the second hole is L12.
2155 | Systems and methods for calibrating power measurements in an electrosurgical generator | The disclosed electrosurgical systems and methods accurately determine the power actually applied to a load by using equalizers to calibrate the power measurements. The electrosurgical systems include an electrosurgical generator and an electrosurgical instrument coupled to the electrosurgical generator through an electrosurgical cable. The electrosurgical generator includes an electrical energy source, voltage and current detectors, equalizers that estimate the voltage and current applied to a load, and a power calculation unit that calculates estimated power based upon the estimated voltage and current. The methods of calibrating an electrosurgical generator involve applying a resistive element across output terminals of the electrosurgical generator, applying a test signal to the resistive element, measuring the magnitude and phase angle of voltage and current components of the test signal within the electrosurgical generator, estimating the magnitude and phase angle of the voltage and current at the resistive element using equalizers, and determining gain correction factors and minimum phase angles for the equalizers. | 1. An electrosurgical generator comprising: an electrical energy source; an output stage coupled to the electrical energy source and configured to generate an electrosurgical signal based on electrical energy output by the electrical energy source; a voltage detector coupled to the output stage and configured to detect a voltage at an output of the output stage; a current detector coupled to the output stage and configured to detect a current at the output of the output stage; an equalizer configured to estimate voltage and current applied to a load based on the detected voltage and current; and a power calculation unit configured to calculate power applied to the load based on the estimated voltage and current, wherein the equalizer includes a gain element and an all-pass filter and is configured to minimize an error between the calculated power and a power based on the detected voltage and current.
2156 | Implantable medical device for minimally-invasive insertion | Containment devices and methods of manufacture and assembly are provided. In an embodiment, the containment device includes an elongated microchip element comprising one or more containment reservoirs that are configured to be electrically activated to open. The containment device also include an elongated electronic printed circuit board (PCB) comprising a substrate. The elongated PCB comprises a first side on which one or more electronic components are fixed and an opposed second side on which the elongated microchip element is fixed in electrical connection to the one or more electronic components. Further, the containment device includes an elongated housing fixed to the elongated PCB. The elongated housing is configured to hermetically seal the one or more electronic components of the elongated PCB within the elongated housing. | 1. A containment device, comprising: an elongated microchip element comprising one or more containment reservoirs that are configured to be electrically activated to open; an elongated electronic printed circuit board (PCB) which comprises a biocompatible and hermetic substrate material, wherein the elongated PCB comprises a first side on which one or more electronic components are fixed and an opposed second side on which the elongated microchip element is fixed in electrical connection to the one or more electronic components without using a feedthrough to operably connect the microchip element to the PCB; and an elongated housing fixed to the elongated PCB, wherein the elongated housing and the elongated PCB together form a hermetic enclosure around the one or more electronic components.
2157 | Injector device | An injector device for the percutaneous injection of fluids, such as medications, is disclosed. The device can have a mobile phone case. The mobile phone case can hold an auto-injector cartridge having a trigger, spring-loaded needle and reservoir holding a medication such as epinephrine or insulin. The device mobile phone case can communicate injection data to the phone. The phone can communicate the injection data to an emergency service provider. | 1. An injector system comprising: a phone; a phone case comprising a reservoir, wherein the phone case further comprises a heat shield, a needle in fluid communication with the reservoir, a trigger and a spring; and wherein the phone case is configured to deform during attachment or detachment to the phone, and wherein the heat shield is between the phone and the reservoir, wherein the reservoir comprises a fluid; and wherein the trigger has a first configuration inside of the phone case and a second configuration extending from the phone case further comprising at least one configuration of the system the needle is at least partially inside of the trigger.
2158 | Implantable flexible circuit leads and methods of use | Devices, systems and methods are provided for stimulation of tissues and structures within a body of a patient. In particular, implantable leads are provided which are comprised of a flexible circuit. Typically, the flexible circuit includes an array of conductors bonded to a thin dielectric film. Example dielectric films include polyimide, polyvinylidene fluoride (PVDF) or other biocompatible materials to name a few. Such leads are particularly suitable for stimulation of the spinal anatomy, more particularly suitable for stimulation of specific nerve anatomies, such as the dorsal root (optionally including the dorsal root ganglion). | 1. A system for stimulating the dorsal root ganglion of a patient, comprising: a first elongate flexible implantable dielectric structure comprising a first proximal end adapted to receive first stimulation pulses from an implantable pulse generator, a first distal end adapted to apply the first stimulation pulses to the dorsal root ganglion of the patient, and a first medial portion connecting the first proximal end and the first distal end, wherein the first distal end comprises a first electrode; and a second elongate flexible implantable dielectric structure comprising a second proximal end adapted to receive second stimulation pulses from the implantable pulse generator, a first distal end adapted to apply the second stimulation pulses to the dorsal root ganglion of the patient, and a second medial portion connecting the second proximal end and the second distal end, wherein the second distal end comprises a second electrode; wherein the first and second proximal ends and first and second medial portions are bonded together along a central longitudinal axis so that the first and second elongate flexible implantable dielectric structures are configured to extend lengthwise along the central longitudinal axis, wherein the first and second electrodes are disposed on first and second inner surfaces of the first and second distal ends respectively and are configured to be implanted at least partially within a vertebral foramen containing the dorsal root ganglion to direct stimulation energy toward the central longitudinal axis; wherein at least one of the first and second distal ends is configured to move away from the central longitudinal axis while the first and second proximal ends are joined to allow the dorsal root ganglion to be positioned at least partially between the first and second distal ends to receive the stimulation energy that is directed by the first and second electrodes toward the central longitudinal axis.
2159 | Strengthened glass, strengthened glass plate, strengthened glass container, and glass for strengthening | To devise a tempered glass and a glass to be tempered each of which is lowered in density and viscosity at high temperature, hardly deteriorates a KNO3 molten salt, and is excellent in thermal shock resistance. The tempered glass having a compression stress layer in a surface thereof, including as a glass composition, in terms of mol %, 50 to 80% of SiO2, 5 to 30% of Al2O3, 0 to 2% of Li2O, 5 to 25% of Na2O, and 0 to 5% of K2O, and being substantially free of As2O3, Sb2O3, PbO, and F. | 1. A tempered glass having a rectangular shape and having a compression stress layer in a surface thereof, a protective resin film being attached to at least one surface thereof, two parallel sides of the protective resin film protruding beyond the tempered glass, and the other two parallel sides of the protective resin film not protruding beyond the tempered glass, the tempered glass comprising as a glass composition, in terms of mol %, 50 to 80% of SiO2, 5 to 30% of Al2O3, 0 to 2% of Li2O, 5 to 25% of Na2O, and 0 to 1.9% of K2O, and being substantially free of As2O3, Sb2O3, PbO, and F.
2160 | PVCP phantoms and their use | Novel phantoms are provided herein that can accurately mimic the optical and/or acoustic properties of living tissue. The disclosed phantoms are constructed of one or more polyvinyl chloride plastisol (PVCP) gels comprising a PVC and a binary plasticizer. The phantoms can be used, for example, to calibrate or test an optical and/or acoustic detection system, such as a photoacoustic imaging system or an ultrasound imaging system. | 1. A phantom, comprising: a poly(vinyl chloride) plastisol (PVCP) comprising poly (vinyl chloride)(PVC) and a binary plasticizer comprising or consisting of benzyl butyl phthalate (BBP) and di (2-ethylhexyl) adipate (DEHA), wherein the phantom is configured to simulate the optical and acoustic properties of a living tissue.
2161 | Optical coherence tomography device | An optical coherence tomography device includes an SS-OCT optical system which includes a wavelength swept optical source which sweeps an emission wavelength, an optical splitter which splits an interference signal light caused by interference between a measurement light and a reference light into a first interference signal light and a second interference signal light having a phase difference from the first interference signal light, a balance detector which includes a first detector configured to detect the first interference signal light and a second detector configured to detect the second interference signal light, and which processes detection signals from the first and second detectors to perform balance detection, and an optical member which is disposed between the optical splitter and one of the first detector and the second detector to generate a fixed pattern noise by one of the first interference signal light and the second interference signal light. | 1. An optical coherence tomography device comprising: an SS-OCT optical system which includes a wavelength swept optical source configured to sweep an emission wavelength; an optical splitter which is configured to split an interference signal light caused by interference between a measurement light and a reference light into a first interference signal light and a second interference signal light having a phase difference with respect to the first interference signal light; a first balance detector which includes a first detector configured to detect the first interference signal light and a second detector configured to detect the second interference signal light, and which is configured to process detection signals from the first detector and the second detectors to perform balance detection; a first optical member which is disposed between the optical splitter and one of the first detector and the second detector to generate a fixed pattern noise by one of the first interference signal light and the second interference signal light; and a calculation processor which is configured to obtain correction information for correcting a mapping state of a wavenumber component for each sampling point in the first balance detector by calculation based on a signal component corresponding to the fixed pattern noise included in a detection signal output from the first balance detector.
2162 | Transport option selection to serve well-being objectives | Aspects generate customized routes that select between human-powered and motorized transport option segments to maximize well-being objective in navigating a traveler to a destination. Amounts of human-powered transport options that a traveler is willing, able or recommended to perform via the traveler's own physical exertions in reaching a destination are determined as a function of well-being or cost objectives and performance limits. Recommended routes to the destination having human-powered and/or motorized transport option segments are generated that meet well-being objectives without exceeding amounts that the traveler is currently able to perform, and excluding segments that require efforts that do not meet the well-being objective or exceed the amounts that the traveler is currently able to perform. | 1. A computer-implemented method for automatically selecting between human-powered and motorized transport options to meet a well-being objective, the method comprising executing on a processor the steps of: determining a well-being objective of a traveler that is selected from the group consisting of meeting an exercise goal, minimizing exposure to an environmental stressor, and limiting a physical demand placed on the traveler by exertion required to perform a human-powered transport option to a maximum amount, and wherein the environmental stressor is selected from the group consisting of a poor weather condition, a poor smog level condition and a poor ozone level condition; determining an amount of the human-powered transport option for the traveler to perform to meet requirements of the well-being objective; and generating a recommended route to a destination from a current location of the traveler that meets the well-being objective by selecting between route segment portions of usage of the human-powered option and of a motorized transport option, the generated route including selections from the group consisting of: including a first segment of usage of the human-powered transport option in response to said included first segment requiring an amount of effort that meets the well-being objective and does not exceed an amount of the human-powered transport option that the traveler is currently able to perform; and excluding a second segment of usage of the human-powered transport option in response to said excluded second segment requiring an amount of effort that does not meet the well-being objective or that exceeds the amount of the human-powered transport option that the traveler is currently able to perform.
2163 | X-ray and gamma-ray radiation detector | Disclosed is a semiconductor radiation detector for detecting X-ray and/or gamma-ray radiation. The detector comprises a converter element for converting incident X-ray and gamma-ray photons into electron-hole pairs, at least one cathode, a plurality of detector electrodes arranged with a pitch (P) along a first axis, a plurality of drift electrodes, a readout circuitry being configured to read out signals from the plurality of detector electrodes; and a processing unit connected to the readout circuitry and being configured to detect an event in the converter element. The readout circuitry is further configured to read out signals from the plurality of drift electrodes, and the processing unit is further configured to estimate a location of the event along the first axis by processing signals obtained from both the detector electrodes and the drift electrodes, the location of the event along said first axis is estimated with a precision being greater than the pitch (P). | 1. A semiconductor radiation detector for detecting X-ray and/or gamma-ray radiation comprising: a converter element for converting incident X-ray and gamma-ray photons into electron-hole pairs, said converter element comprising a first side and a second side, said second side being opposite to said first side; at least one cathode arranged on said first side of said converter element; a plurality of detector electrodes arranged on said second side of said converter element with a pitch along a first axis; a plurality of drift electrodes arranged on said second side of said converter element, each drift electrode being connected to a voltage source configured to apply a potential being negative relative to the electrical potential of said plurality of detector electrodes, whereby electrons are steered towards said plurality of detector electrodes; a readout circuitry being configured to read out signals from said plurality of detector electrodes, wherein said readout circuitry is configured to read out signals from said plurality of drift electrodes, and; a processing unit connected to said readout circuitry, said processing unit being configured to detect an event in said converter element, wherein said processing unit is further configured to estimate a location of said event along said first axis by processing signals obtained from said detector electrodes and from said drift electrodes, and the location of the event along said first axis is estimated with a precision being greater than the pitch.
2164 | Patient device for advanced patient communication | A patient communication device for advanced patient communication and methods for making and using same. According to one embodiment, a patient communication device comprises a selection input mechanism for generating a message on a display, the message reflecting a patient request and an urgency level associated with the patient request. The selection input mechanism includes one or more of a button, keyboard and a touch screen. Further, the patient communication device includes a transmitter for transmitting the message to a central processing server and a status indicator on the display, the status indicator representing a transmission status associated with the message. | 1. A patient communication device, comprising: a selection input mechanism with a display for presenting a plurality of messages and enabling a patient to select at least one of the presented messages via touching the display or at least one display navigation control button to generate a message reflecting a patient request and an urgency level associated with the patient request; a transmitter for transmitting the message to a central processing server; and a status indicator representing a transmission status associated with the message, wherein the message is initially routed to a first provider based upon a context of the patient request, the urgency level, a skill level or role of the first provider or a combination thereof, and wherein the message then is routed to a second provider with a skill level that is comparable to the skill level of the first provider.
2165 | Gaze-driven augmented reality | Augmented reality (AR) systems, methods, and instrumentalities are disclosed. A user's gaze point may be estimated and may be used to search for and present information, e.g., information relating to areas on which the user is focusing. The user's gaze point may be used to facilitate or enable modes of interactivity and/or user interfaces that may be controlled by the direction of view of the user. Biometric techniques may be used to estimate an emotional state of the user. This estimated emotional state may be used to be the information that is presented to the user. | 1. A method for providing augmented reality (AR) to a user, comprising: estimating a gaze point of the user to define a region of interest (ROI), wherein the ROI contains at least one physical object; adaptively adjusting a size of the ROI based upon one or more of an active command, a gaze focused for a time exceeding a threshold, a user activity, or a number of objects of interest in the first defined ROI exceeding a threshold; estimating an emotional state of the user; sending information associated with the adjusted ROI and the emotional state of the user to a server; receiving information regarding one or more objects in the ROI from the server, wherein the information about the one or more objects in the ROI is filtered based on the emotional state of the user; and displaying the information regarding the one or more objects in the ROI while the user is in proximity to the one or more objects in the ROI.
2166 | System and method for detecting tissue and fiber tract deformation | Disclosed herein is a method for producing an evolvable tissue model of a patient and, using this model, modelling physical transformations of the tissue (e.g. deformation) of the tissue model by interacting the tissue model with influence models which model interactions with the tissue such as surgical instruments, pressure, swelling, temperature changes etc. The model is produced from a set of input data of the tissue which includes directional information of the tissue. The directional information is used to produce an oriented tissue map. A tissue model is then produced from the oriented tissue map such that the tissue model reflects the directionality of the tissue component. When the tissue model is subjected to an influence that causes tissue deformation over a period of time, the tissue model directionally deforms over the period of time in a manner which reflects a trajectory of the influence interacting with the directionality of the tissue component. | 1. A method for producing an evolvable cerebrospinal tissue model of a patient, comprising the steps of: a) receiving at least one set of diffusion imaging input data of cerebrospinal tissue of a patient, said at least one set of input data containing at least directional information with respect to diffusion fiber tracts; b) representing the directional information of the at least one component of cerebrospinal tissue in a pre-selected format and producing therefrom an oriented fiber tract tissue map; and c) producing a cerebrospinal tissue model in which at least one constituent of the cerebrospinal tissue model uses the oriented diffusion fiber tract tissue map such that the cerebrospinal tissue model reflects the directionality of the diffusion fiber tracts so that when the cerebrospinal tissue model is subjected to an influence any evolution of the cerebrospinal tissue model over time incorporates the directionality of the diffusion fiber tracts, and wherein at least one additional constituent of the cerebrospinal tissue model uses the oriented diffusion fiber tract tissue map such that the cerebrospinal tissue model represents any one of elasticity properties of the one or more tissue components, tensile properties of one or more tissue components or pressure properties of one or more tissue components as a geometric model.
2167 | Methods for detecting and handling fall and perimeter breach events for residents of an assisted living facility | One variation of a method for detecting and handling falls by residents of a facility includes: receiving a notification for a fall event from a resident wearable device associated with a resident; determining a location of the resident within a facility at a time of the fall; in response to the notification, distributing a fall response prompt to a set of computing devices, each computing device associated with a care provider; in response to receipt of a fall response confirmation from a first computing device, deescalating the fall response prompt at a second computing device; and, in response to proximity of the first computing device to the resident wearable device, authorizing edit permissions for an electronic incident report by a first care provider exclusive of a second care provider. | 1. A method for detecting and handling falls by residents of a facility, the method comprising: receiving a notification for a fall event from a resident wearable device associated with a resident; determining a location of the resident within a facility at a time of the fall event based on proximity of the resident wearable device to a wireless communication hub arranged at a known location within the facility; in response to the notification, distributing a fall response prompt to a set of computing devices within the facility, each computing device in the set of computing devices associated with a care provider, the fall response indicating the location; in response to receipt of a fall response confirmation from a first computing device within the set of computing devices, deescalating the fall response prompt at a second computing device within the set of computing devices; and in response to proximity of the first computing device to the resident wearable device, authorizing edit permissions for an electronic incident report by a first care provider associated with the first computing device exclusive of a second care provider associated with the second computing device.
2168 | Voltage source driver for a parallel resonant magnetic field generator | A magnetic field generator. In one embodiment, the magnetic field generator includes a drive circuit including a MOSFET gate driver having an output terminal; a drive capacitor having a first and second terminal, a tank circuit including a tank circuit capacitor having a first and second terminal and a field-producing coil having a first and second terminal, wherein the first terminal of the tank circuit capacitor and the first terminal of the field-producing coil comprise the first terminal of the tank circuit, wherein the second terminal of the tank circuit capacitor and the second terminal of the field-producing coil comprise the second terminal of the tank circuit, wherein the first terminal of the drive capacitor is in electrical communication with the output terminal of the MOSFET gate driver, and wherein the second terminal of the drive capacitor is in electrical communication with the first terminal of the tank circuit. | 1. A magnetic field generator comprising: a drive circuit comprising: at least one MOSFET gate driver device having an output terminal, a sense coil positioned so as to sense the rate of change of current in a magnetic field-producing coil; a coil integrator circuit having an input terminal connected to the sense coil and having an output terminal; and a comparator having an input terminal connected to the output terminal of the coil integrator circuit and having an output terminal, wherein the at least one MOSFET gate driver device has an input terminal in electrical communication with the output terminal of the comparator; a tank circuit comprising: a first terminal and a second terminal; a tank circuit capacitor having a first terminal and a second terminal; the magnetic field-producing coil having a first terminal and a second terminal; wherein the first terminal of the tank circuit capacitor and the first terminal of the magnetic field-producing coil comprise the first terminal of the tank circuit, wherein the second terminal of the tank circuit capacitor and the second terminal of the magnetic field-producing coil comprise the second terminal of the tank circuit; and at least one drive capacitor having a first terminal and a second terminal, wherein the first terminal of the at least one drive capacitor is in electrical communication with the output terminal of the at least one MOSFET gate driver device, wherein the second terminal of the at least one drive capacitor is in electrical communication with the first terminal of the tank circuit, and wherein there is at least one drive capacitor in electrical communication with each of the at least one MOSFET gate driver device.
2169 | Bluetooth service discovery | A method provides a service in a Bluetooth device. The method includes initiating, in a first Bluetooth device connection establishment with a second Bluetooth device; carrying out a service discovery procedure with the second Bluetooth device, during which at least one unique service identifier associated with a personal training data service is exchanged between the first Bluetooth device and the second Bluetooth device, wherein the personal training data service comprises at least one personal training data item processed by the first Bluetooth device and/or the second Bluetooth device during a physical exercise; and after the service discovery procedure, transferring at least one frame with the second Bluetooth device, wherein the frame comprises an information element specifying personal training data and a command information element specifying how to process the personal training data. | 1. A method comprising: initiating, by a first Bluetooth device, connection establishment with a second Bluetooth device; carrying out a service discovery procedure by the first Bluetooth device with the second Bluetooth device, during which the first Bluetooth device receives from the second Bluetooth device a broadcasted radio frequency discovery frame comprising at least one unique service identifier that advertises and uniquely identifies a personal training data service, wherein the personal training data service is provided by the second Bluetooth device and processes at least one personal training data item that represents personal training data associated with a user during a physical exercise; and transmitting, after the service discovery procedure, at least one radio frequency frame by the first Bluetooth device to the second Bluetooth device, wherein the at least one radio frequency frame comprises an information element specifying personal training data associated with the user of the discovered personal training data service and a command information element specifying how to process the personal training data specified by the information element associated with the at least one radio frequency frame.
2170 | Wearable electronic device and control method | Disclosed is a wearable electronic device, including: an adjustment apparatus that adjusts a spatial form of the wearable device; and a control apparatus in communication with the adjustment apparatus, wherein the control apparatus drives, responsive to detection of an adjustment parameter, the adjustment apparatus to perform a spatial form adjustment for the wearable device. Other aspects are described and claimed. | 1. A wearable electronic device, comprising: an adjustment apparatus that adjusts a spatial form of the wearable device; and a control apparatus in communication with the adjustment apparatus, wherein the control apparatus automatically drives, responsive to detection of an adjustment parameter and without user control input, the adjustment apparatus to perform a spatial form adjustment for the wearable device, wherein the adjustment parameter is selected from the group consisting of an environmental parameter and a mode indication; wherein the adjustment apparatus changes ventilation of the wearable device relative to a body part of the user.
2171 | Method and apparatus for outputting audio in electronic device | A method and device for processing an audio output in consideration of the hearing characteristics of a user and the characteristics of an audio device connected to an electronic device is provided. The electronic device includes a user interface; an audio interface configured to establish a connection to an audio device, a memory, and at least one processor electrically connected to the user interface, the memory, and the audio interface, wherein the at least one processor is configured to acquire at least one of identification information of the audio device and characteristics of the audio device, select audio adaptation information, change an audio signal, at least partially based on the audio adaptation information, and transmit the changed audio signal to the audio device. | 1. An electronic device comprising: an audio interface configured to establish a connection to an audio device; a memory configured to store instructions; and at least one processor, operatively coupled to the memory and the audio interface, wherein the at least one processor is configured to execute the stored instructions to: identify the audio device, based on an established connection; identify audio adaptation information determined based on a frequency characteristic of the audio device and a hearing characteristic of a user of the electronic device; determine, based on identifying the audio device, whether the audio device corresponds to a pre-registered audio device or not; upon determining that the audio device corresponds to the pre-registered audio device, identify the audio adaptation information from the data that has been registered in the electronic device; upon determining that the audio device does not correspond to the pre-registered audio device, determine the audio adaptation information by combining the frequency characteristic of the audio device and the hearing characteristic of the user; and output, via the audio device, an audio signal, at least partially based on the identified audio adaptation information.
2172 | Wireless ambulatory care network | A method for connecting wireless devices using Bluetooth® low energy can be used to connect wireless computing devices with a medical device in an ambulatory care setting. The wireless computing devices can receive measured vital sign data and transmit the vital sign data to a patient's electronic medical record. The wireless computing devices can be configured to include a user-friendly name and the transmitter power in one or more advertising broadcasts. The medical device can receive advertising broadcasts from one or more wireless computing devices and sort the devices by proximity, last use, number of times used, or alphabetically. After the devices exchange information over Bluetooth® low energy, the devices can connect in Bluetooth® Classic. Systems for implementing the method are also disclosed. | 1. A method for connecting with a wireless device, comprising: receiving, at a host medical computing device, a Bluetooth® low-energy broadcast from one or more wireless devices that are in a range of the host medical computing device, wherein the host medical computing device is configured to receive vital signs data of a patient, the vital signs data being obtained from at least one of: a thermometer, a heart rate monitor, a pulse oximeter, a non-invasive blood pressure monitor, and a respiration rate monitor; and wherein the Bluetooth® low-energy broadcast includes a user-friendly alias that corresponds to a media access control (MAC) address of the one or more wireless devices; identifying the one or more wireless devices by associating the MAC address with the user-friendly alias; sorting the one or more wireless devices; pre-pairing the one or more wireless devices with the host medical computing device; on a device selection display, displaying a name for each of the one or more wireless devices, wherein the name displayed corresponds to the user-friendly alias of the one or more wireless devices; and connecting to one of the one or more wireless devices as a background process, including: closing the device selection display; and recording vital sign measurements while connecting to the one or more wireless devices.
2173 | Methods of processing data obtained from medical device | Computerized information processing methods for processing data from a medical device, such as an ingestible probe. In one embodiment, the method includes processing data obtained by the probe so as to produce a plurality of image frames, and further processing the frames to identify a plurality of frames of potential interest to a reviewer, and using the identified frames to form a preview of the entire data set. In one implementation, the processing of the data includes identification of one or more artifacts or shapes within the data associated with a medical condition, and selection of the frames for the preview includes those frames with the identified artifacts or shapes. | 1. A method of processing data derived from a sensor disposed on a swallowable intestinal probe, said data having been generated while said probe moved through the intestinal tract of a living being, the method comprising: receiving the data at a computerized device comprising a processor and at least one computer program configured to run on the processor; and processing at least a portion of said received data using at least said processor and said at least one computer program, said processing comprising: generating a plurality of frames from said at least portion of said received data; using said at least one computer program to analyze said plurality of frames to identify a subset of said plurality of frames of potential interest to a user of the computerized device, the identification of the subset based at least in part on recognition of (i) a multi-sided shape, or (ii) an artifact, rendered in at least one of the plurality of frames of the subset; and generating a display on a monitor associated with the computerized device, the display comprising at least a portion of said subset of said plurality of frames displayed in a sequence.
2174 | Wrist-mounted device with integrated electronics | A device is provided that includes a housing and a mount configured to mount the housing to a wrist of a wearer. The device also includes a first electrical contact disposed on an inner surface of the mount and configured to contact skin at a first external body surface. The device also includes a second electrical contact disposed on an outer surface of the mount and configured to be contacted by skin of a second external body surface. The device also includes a signal conditioner disposed in the housing. The signal conditioner is configured to determine data indicative of a biological state of the wearer based on voltage fluctuations between the first electrical contact and the second electrical contact. | 1. A wearable device comprising: a housing; a mount configured to mount the housing to a first external body surface, wherein the first external body surface is at a wrist location of a particular arm of a wearer; a first electrical contact disposed on an inner surface of the mount, wherein the first electrical contact is configured to contact skin at the first external body surface responsive to the housing being mounted to the first external body surface; a second electrical contact disposed on an outer surface of the mount, wherein the second electrical contact is configured to be contacted by skin of a second external body surface, and wherein the second external body surface is at a location other than the particular arm; a third electrical contact disposed also on the inner surface of the mount, wherein the third electrical contact is electrically isolated from the first electrical contact, wherein the third electrical contact is configured to contact skin at the first external body surface responsive to the housing being mounted to the first external body surface, a signal conditioner disposed in the housing, wherein the signal conditioner is electrically coupled to the first electrical contact, the second electrical contact, and the third electrical contact, and wherein the signal conditioner is configured to determine data indicative of a biological state of the wearer based on voltage fluctuations between the second electrical contact and an average voltage of the first electrical contact and the third electrical contact.
2175 | System and method for model-based surgical planning | The present disclosure relates to model-based surgical planning. One aspect of the present disclosure relates to a surgical planning tool that can be implemented on a computer to be used for model-based surgical planning. The surgical tool can determine a coordinate system related to gravity from a plurality of standing images of a joint of a patient. The coordinate system can be used to plan a patient-specific arthroplasty procedure. As such, the surgical planning can include orienting a model of an implant for the joint at an optimal location in the coordinate system based on a weighting between an edge loading value and an impingement value. | 1. A surgical planning tool, comprising: a non-transitory memory storing computer executable instructions; and a processor to execute the computer executable instructions to: receive a plurality of standing images of a joint of a patient; determine a coordinate system related to gravity based on the plurality of standing images of the joint of the patient; and plan a patient-specific arthroplasty procedure to be performed on the patient, comprising: choose a model of an implant from a plurality of models, each comprising a different design; determine an edge loading value for an implant corresponding to the model within the joint; determine an impingement value for the implant corresponding to the model within the joint; orient the model of the implant at a location within the coordinate system based on a weighting between the edge loading value and the impingement value; wherein the processor further executes the computer executable instructions to compare two or more of the plurality of models to select the model that minimizes at least one of the edge loading and the impingement; and wherein the patient-specific arthroplasty procedure is performed on the patient according to the planning.
2176 | Method for digital archiving and manufacturing of dental prosthetics and prosthesis, and teaching and training for same | A method for digital archiving and manufacturing of dental prosthetics and a prosthesis, and teaching and training for the method are provided. The method mainly includes the following steps: preoperative scanning: creating a first digital model file; optical positioning and turning treatment: creating a second digital model file from a turning process; physical model calculation: creating reversely an autologous crown model file of a patient; and fixed denture manufacturing: manufacturing, according to the second digital model file and the autologous crown model file, a fixed denture that meets needs of the patient, so that an inner layer structure of a crown of the fixed denture can be tightly bound to an abutment, and it may be decided to retain an original crown contour according to needs. A tooth model based on a teaching digital model file can be used for teaching and training of a trainee with the foregoing method. | 1. A method for digital archiving and manufacturing of dental prosthetics and a prosthesis, wherein the method comprises the following steps: preoperative scanning: performing preoperative contour scanning on a to-be-treated tooth of a patient by using a scanning device, so as to create a first digital model file; optical positioning and turning treatment: using an optical positioning system to perform optical positioning of turning tool and then combining the turning tool with the first digital model file by tracking a medical apparatus by using the optical positioning system, cutting a tooth into an abutment tooth, and creating a second digital model file from cutting process; physical model calculation: creating reversely, by using the second digital model file created previously from the cutting process, an autologous crown model file of the patient from the process of cutting the tooth into the abutment tooth; and fixed denture manufacturing: manufacturing, by using computer-aided design (CAD) and computer-aided manufacturing (CAM) and according to the second digital model file and the autologous crown model file, a fixed denture that meets needs of the patient.
2177 | Storage systems and methods for medicines | People can damage their medicines by taking them outside in hot or cold weather. On the other hand, some people need to carry their medicines with them wherever they go (even if the weather is extremely hot or cold). Specially constructed storage systems can protect medicines from damage due to hot and cold weather without requiring bulky structures or expensive components that consume electricity to regulate temperature. | 1. A method of storing a medicine, the method comprising: obtaining a storage system comprising a phase change system, a first insulated container configured to hold at least a portion of the phase change system, and a first chamber located within the first insulated container, wherein the first chamber is configured to hold the medicine, and wherein the phase change system comprises a first phase change material and a second phase change material, the first phase change material having a first melting temperature greater than 40 degrees Fahrenheit and less than 74 degrees Fahrenheit, and the second phase change material having a second melting temperature greater than 74 degrees Fahrenheit and less than 100 degrees Fahrenheit; placing the medicine in the first chamber; storing the storage system for at least a period of time in a first environment having a first temperature greater than the first melting temperature and less than the second melting temperature; and protecting the medicine from a first external temperature less than the first melting temperature and from a second external temperature greater than the second melting temperature by utilizing phase changes of the first phase change material and the second phase change material to regulate a temperature of the medicine.
2178 | Establishing a wireless communication between a fluid processing medical device and a medical accessory | A method of establishing a wireless operating communication between the extracorporeal blood treatment device and a medical accessory and extracorporeal blood treatment device configured for implementing the method are provided; the method comprises the steps of establishing a wireless auxiliary communication between the blood treatment device and the medical accessory, transferring configuration data using the wireless auxiliary communication and establishing the wireless operating communication between the blood treatment device and the medical accessory based on the configuration data. A maximum operating distance of the wireless auxiliary communication is shorter than a maximum operating distance of the wireless operating communication. | 1. A method of establishing a wireless operating communication between a fluid processing medical device and a medical accessory, the method comprising: establishing a wireless auxiliary communication between the fluid processing medical device and the medical accessory; transferring configuration data using the wireless auxiliary communication; and establishing a wireless operating communication between the fluid processing medical device and the medical accessory based on the configuration data, wherein a maximum operating distance of the wireless auxiliary communication is shorter than a maximum operating distance of the wireless operating communication; wherein, after the wireless operating communication has been established, the method further comprises: establishing a second wireless auxiliary communication between the fluid processing medical device and a second medical accessory; transferring second configuration data using the second wireless auxiliary communication; determining whether the medical accessory and the second medical accessory are of a same type based on the configuration data and the second configuration data; and if the medical accessory and the second medical accessory are of the same type: inhibiting data communication using the wireless operating communication with the second medical accessory; and closing the second wireless auxiliary communication.
2179 | Managing telemetry communication modes of an implantable device | Systems, apparatus, methods and computer-readable storage media facilitating management of operation of an implantable medical device ("IMD") using a number of communication modes are provided. An IMD is configured to operate in a disabled mode wherein radio frequency (RF) telemetry communication is disabled, or operate in a first advertising mode using the RF telemetry communication. The IMD receives a clinician session request from a clinician device via an induction telemetry protocol while operating in the disabled mode or the first advertising mode, and transitions to operating from the disabled mode or the first advertising mode to operating in a second advertising mode based on receiving the clinician session request. From the second advertising mode, the IMD can establish a clinician telemetry session with the clinician device using the RF telemetry communication and a unique security mechanism facilitated by an identifier for the clinician device included in the clinician session request. | 1. An implantable device, comprising: a housing configured to be implanted at least partially within a patient; a memory, coupled to the housing, that stores executable components; circuitry, coupled to the housing, and configured to at least one of obtain sensed physiological data associated with the patient or deliver a therapy to the patient; and a processor, coupled to the housing, that executes the executable components stored in the memory, wherein the executable components comprise: a communication component configured to facilitate telemetry communication between the implantable device and one or more external devices using a first telemetry communication protocol and a second telemetry communication protocol to communicate data associated with at least one of the sensed physiological data or the delivered therapy; and a communication mode management component configured to control operation of the implantable device in different communication modes, comprising: a disabled mode configured to prevent telemetry communication between the implantable device and the one or more external devices according to the first telemetry communication protocol and enable telemetry communication between the implantable device and the one or more external devices according to the second telemetry communication protocol; a first advertising mode configured to facilitate establishment of a first type of telemetry communication session between the implantable device and the one or more external devices using the first telemetry communication protocol; and a second advertising mode configured to facilitate establishment of a second type of telemetry communication session between the implantable device and the one or more external devices using the first telemetry communication protocol.
2180 | Sensing and actuation of biological function using addressable transmitters operated as magnetic spins | Methods and apparatuses for sensing biological functions are disclosed. Sensors can be implanted in an organ, such as the brain, and a magnetic field gradient applied to the biological tissue. The field causes the sensors to have different resonant frequencies allowing their spatial localization. The sensors can harvest power from the external coils to be able to retransmit data. | 1. A system comprising a plurality of devices, each device comprising: a substrate; an antenna attached to a surface of the substrate, the antenna being substantially planar; an oscillator circuit, comprising a resistance, a capacitor, an inductor and at least one transistor, on the surface of the substrate; a transmitter and receiver circuit on the surface of the substrate; a control logic circuit on the surface of the substrate; and at least one sensor on the surface of the substrate, the at least one sensor comprising at least one magnetic sensor, wherein: the antenna is configured to transmit and receive electromagnetic waves at a first frequency and a first phase between the device and a communication device, the transmitter and receiver circuit is configured to operate the antenna, the at least one sensor is configured to sense an applied magnetic field, and to shift a transmitting or receiving frequency from the first frequency to a second frequency, or a transmitting or receiving phase from the first phase to a second phase, said shift being based on the applied magnetic field, and the dimensions of the antenna and the oscillator circuit are configured to allow spatial localization of each device, independently from other devices of the plurality of devices, when the plurality of devices is within a magnetic field gradient.
2181 | Lost person rescue drone | A system and method for optimizing a rescue operation of an individual. The method comprises maintaining, by an individual engaged in an activity, an unmanned aerial vehicle (UAV) associated with and in proximity to the individual. For storage at the UAV, the individual records at a recording device a message. A sensor device is configured to detect a situation requiring a need to rescue the individual at a current location, and generates a trigger signal in response to a detection. In response to the receipt of the trigger signal, a current GPS location of the individual is recorded and a launching of the UAV to traverse a flight-path to a destination location. At or before arriving at the destination location, the UAV contemporaneously provides the stored recorded message and current GPS location of the individual to an emergency response authority to inform of the individual's situation and location. | 1. A drone based rescue system comprising: an unmanned aerial vehicle (UAV) associated with and at a physical location in proximity to an individual while said individual is engaging in an activity, said UAV comprising: one or more sensor devices configured to detect a situation requiring a need to rescue said individual at a current location, and configured to generate a trigger signal in response to detecting the situation; a recording device configured to record and store a message from the individual; a global positioning system (GPS) receiver for receiving GPS signals to determine a current GPS location of said individual; a navigation system configured to control said UAV to traverse a flight-path to a destination location; a processor unit at said UAV configured to receive said trigger signal and automatically record a current GPS location of said individual and controlling a launching of said UAV from the physical location proximate said user to said destination location, wherein said UAV is further configured to contemporaneously provide said stored recorded message and current GPS location of said individual to an emergency response authority to inform of said individual'ss situation and location, said stored and recorded message being selected from a group consisting of: an audio message, a video message, an audio-video formatted message, and text and image data messages, said UAV further comprising: one or more media playback devices for playback of said stored and recorded message.
2182 | Piezoelectric element, method of manufacturing piezoelectric element, piezoelectric actuator, and electronic apparatus | Provided is a piezoelectric element including a substrate, electrodes, and a piezoelectric film, the piezoelectric film including an oxide including Ba, Ca, Ti, and Zr, and at least one element of Mn and Bi in which: 0.09≦x≦0.30 is satisfied, where x is a mole ratio of Ca to a sum of Ba and Ca; 0.025≦y≦0.085 is satisfied, where y is a mole ratio of Zr to a sum of Ti, Zr, and Sn; and 0≦z≦0.02 is satisfied, where z is a mole ratio of Sn to the sum of Ti, Zr, and Sn; a total content Save of Mn and Bi is 0.0020 moles or more and 0.0150 moles or less for 1 mole of the oxide; and a total content Sbou of Mn and Bi in a region of the piezoelectric film adjacent to one of the electrodes is smaller than Save. | 1. A piezoelectric element comprising: a substrate; electrodes; and a piezoelectric film, wherein the piezoelectric film comprises an oxide including Ba, Ca, Ti, and Zr, and at least one element of Mn and Bi, wherein 0.09≦x≦0.30, where x is a mole ratio of Ca to a sum of Ba and Ca, wherein 0.025≦y≦0.085, where y is a mole ratio of Zr to a sum of Ti, Zr, and Sn, wherein 0≦z≦0.02, where z is a mole ratio of Sn to the sum of Ti, Zr, and Sn, wherein a total content Save of the at least one element of Mn and Bi is 0.0020 moles to 0.0150 moles for 1 mole of the oxide, and wherein a total content Sbou of the at least one element of Mn and Bi in a region of the piezoelectric film adjacent to one of the electrodes is smaller than Save.
2183 | Electronic circuit of a battery, battery, blower filter device as well as a method for charging a battery of a blower filter device | An electronic circuit ( 1 ) for charging a battery ( 15 ) of a blower filter device ( 20 ), which blower filter device ( 20 ) can be supplied with power from an external electric power source. The electronic circuit charging terminals for connection to poles of the battery via electric lines. A measuring device measures a charging current. A control unit receives a measured signal of the measuring device and monitors a flow of current through the lines and switches the circuit component to high resistance or opens the circuit in the absence of a charging current. A battery ( 15 ) of a blower filter device ( 20 ) is also provided as well as a blower filter device ( 20 ) for a blower filter system ( 30 ) as well as a method for charging a battery ( 15 ) of a blower filter device ( 20 ). | 1. An electronic circuit for charging a battery of a blower filter device, which blower filter device can be supplied with power from an external electric power source, the electronic circuit comprising: a first charging terminal connected to a positive pole of the battery via a first electric line, and a second charging terminal, which can be connected to a negative pole of the battery via a second electric line; a plurality of parallel circuits arranged in one of the first line and the second line, the plurality of parallel circuits being connected in series, each of the parallel circuits comprising a resistor element comprising a diode and a switching component, wherein at least part of a corresponding charging current flows through each diode in the conducting direction during the charging of the battery; a measuring device configured to measure a charging current through one of the first line and the second line or a voltage between the charging terminals; at least one electronic control unit, configured to receive the measured signal of the measuring device and to monitor the flow of current through the lines between the circuit component and the measuring device, wherein: the electronic control unit is configured to switch the switch component to high resistance or open the circuit thereof in the absence of a charging current; and the electronic control unit is configured to switch the switch component to low resistance or close the circuit thereof in the presence of a charging current.
2184 | Chip for transdermal emission or augmentation of energy | A hologram chip may be programmed to emit and/or augment energy tuned to interact with bodily functions through transdermal contact. The chip may be programmed by using a pair of Tesla pancake coils, each coupled to a spherical electrode and driven to create an energetic field between the electrodes. The hologram chip may be in contact with a transmitter coil. A tuning medium may be in contact with a receiver coil. A wave function generator may drive the transmitter coil until it is in resonance with the receiver coil causing an energetic field to form between the spherical electrodes. The longitudinal waves passed from the transmitter side to the receiver side may be conducted through the receiver pancake coil and through the tuning medium, which in turn may transmit the natural frequencies/information of the tuning medium through the longitudinal waves to the hologram chip on the transmitter coil. | 1. A method of programming a hologram chip or substrate for use in transdermal applications, comprising: positioning the hologram chip in proximity to a transmitter pancake coil; positioning a tuning medium in proximity to a receiver pancake coil, wherein the transmitter pancake coil is electrically coupled to a first electrode, the receiver pancake coil is electrically coupled to a second electrode, and the transmitter pancake coil is electrically coupled to the receiver pancake coil; and driving wave function generator at a resonance frequency producing longitudinal electromagnetic scalar waves in an area between and proximate the first and second electrodes; modulating the longitudinal electromagnetic scalar wave with energy passed through a substance in the tuning medium, a wave or field source of light and/or sound operated at a predetermined frequency having an amplitude of a waveform change to modulate desired information onto a carrier wave directed at the longitudinal electromagnetic scalar wave; conducting the modulated longitudinal electromagnetic scalar wave to the receiver pancake coil; and embedding the hologram or substrate with the desired information in the form of the modulated longitudinal electromagnetic scalar wave programmed by the predetermined frequency of the wave or field source and the signal wave from the wave function generator, wherein the hologram chip is used for transdermal emission when worn by a user.
2185 | Hybrid dental imaging system with local area network and cloud | Methods and systems for storing and accessing dental images. The system includes an imaging system for acquiring x-ray projection frames. The imaging system is connected to a local server through a local area network. A cloud server communicates with devices on the local area. The x-ray projection frames are transmitted from the imaging system to the local server. The local server stores the series of related x-ray projection frames according to a specified policy. In one embodiment, the x-ray projection frames are compressed into a compressed image data set using a modified video compression prediction algorithm customized for x-ray images. The x-ray image data (whether compressed or not) is transmitted to the cloud server for storage. The x-ray image data can be accessed from the cloud server by external devices and by other local area networks. | 1. A method of processing x-ray data, the method comprising: acquiring a plurality of x-ray projection frames of at least one object representing at least a portion of a patient, the plurality of x-ray projection frames including first and second frames; and compressing the plurality of x-ray projection frames to generate a compressed data set, wherein the compressing includes predicting at least one pixel of the second frame based on at least one pixel of the first frame; providing an x-ray source and an x-ray image detector; the detector configured to output the first and second frames; acquiring the first frame while the source and detector are at a first angle with respect to the patient; and acquiring the second frame while the source and detector are at a second angle with respect to the patient; wherein the first frame includes a first x-ray projection of at least one object within the patient; wherein the second frame includes a second x-ray projection of the at least one object and wherein compressing the plurality of x-ray projection frames includes using at least the first and second angles to predict values of pixels representing the second x-ray projection in the second frame.
2186 | Visual and tactile assessment tool | A selectively attachable and removable visual and tactile assessment tool or clip for use with a mobile device is provided. Clip is an elongate member forming a curvilinear shape having a magnifying lens at a distal end thereof. Clip has a transparent tubular member disposed between first and second openings through the body portion of the clip. Tubular member has varying internal diameters to simulate, for example, the constriction or stenosis of a patient's vessel lumen. Once clip is attached to mobile device and the magnifying lens is positioned over the camera of the mobile device, a catheter is inserted through tubular member. The magnifying lens enlarges the size of the catheter displayed on the screen of the mobile device. | 1. A tool comprising: an elongate body portion having first and second distal portions, wherein the body portion has a curvilinear shape between the first and second distal portions, and the first and second distal portions extend in substantially parallel directions in a spaced apart configuration to receive a mobile device having a camera; a first opening and a second opening through the body portion, wherein the first and second openings are in substantial alignment with one another such that an object may pass through at least one of first or second openings; and an optical system disposed on the second distal portion and spaced from the first and second openings, wherein the optical system is positionable over the camera of the mobile device and is configured to magnify an area between the first and second openings.
2187 | Recall device | A small wearable recall device is provided to capture images triggered by a combination of a detection of a capture condition (e.g., changes in motion, temperature or light level) followed by a relatively stable period, as detected by an accelerometer. By triggering on the combination of a detected capture condition followed by a detected stability condition, a clearer image of the environment of an interesting event is expected to be captured. The small size of the recall device makes it possible to integrate it into common portable consumer products, such as MP3 players, purses, clothing, hats, backpacks, necklaces, collars, and other human-wearable products. | 1. A device comprising: an optical image capture component configured to optically capture an image; one or more sensors; and a controller configured to: receive a first signal from at least one of the sensors, the first signal being indicative of movement of the device; based on the first signal, detect occurrence of a capture condition indicating a change in motion of the device; receive a second signal from at least one of the sensors, the second signal being indicative of movement of the device; based on the second signal, detect occurrence of a stable condition; determine that the stable condition and the capture condition occurred within a predefined time period of one another; and based on the determination that the stable condition and the capture condition occurred within the predefined time period, control the device to obtain the image in a data storage component associated with the device, wherein the stable condition occurs before the capture condition, the image is captured by the image capture component before the determination, and the controller is configured to control the device to obtain the image by controlling storage of the image in the data storage component based on the determination.
2188 | Analyte meter including an RFID reader | A glucose monitoring system, includes a glucose sensor strip or package of strips. The strip includes a substrate and a glucose monitoring circuit that has electrodes and a bodily fluid application portion of selected chemical composition. An antenna is integrated with the glucose sensor strip. A RFID sensor chip is coupled with the glucose sensor strip and the antenna. The chip has a memory containing digitally-encoded data representing calibration and/or expiration date information for the strip. | 1. An analyte monitoring system for use in diabetes management, comprising: a radio frequency identification (RFID) reader that transmits a first radio wave and receives a second radio wave; and an analyte sensing device, comprising: a partially or fully implantable in vivo analyte sensor configured to provide one or more signals indicative of an analyte level in a sample; and an RFID sensor comprising a memory in which the one or more signals indicative of the analyte level is digitally encoded and stored therein, wherein the RFID sensor receives the first radio wave from the RFID reader and, after receipt of the first radio wave, transmits the digitally encoded signals indicative of the analyte level in the second radio wave to the RFID reader, and wherein the RFID reader reads the digitally encoded signals indicative of the analyte level in the second radio wave received from the RFID sensor.
2189 | Personal monitoring system | A system includes a processor; a cellular, WiFi, or Bluetooth transceiver coupled to the processor; an accelerometer or a motion sensor coupled to the processor; and a sensor coupled to the processor to sense mood, wherein text, image, sound, or video is rendered in response to the sensed mood. | 1. A wearable device, comprising: a processor; an accelerometer and a gyroscope both coupled to the processor and configured to capture data representing the movement of the user; one or more sensors, coupled to the processor and facing the user'ss skin to capture data regarding one or more body vital signs of the user; computer code executed by the processor to perform a health analysis and provide health analysis data from the data regarding one or more body vital signs and the data regarding movement; at least one transceiver to wirelessly communicate the health analysis data to a second device and to receive information data from said second device; a touch screen display coupled to the processor to display at least the health analysis data; and display information associated with the information data.
2190 | Dynamic announcing for creation of wireless communication connections | Example electronic devices, including but not limited to implantable medical devices, and methods employing dynamic announcing for creation of wireless communication connections are disclosed herein. In an example, an electronic device includes a wireless communication interface to transmit announcement signals for creating a wireless communication connection with the external device. The electronic device also includes a sensor to detect a characteristic of an environment external to the electronic device, and a control circuit including an announcement timing control module to dynamically control timing of the announcement signals based on the detected characteristic. | 1. An electronic device configured to communicate wirelessly with an external device separate from the electronic device, the electronic device comprising: a wireless communication interface configured to transmit announcement signals for creating a wireless communication connection with the external device, the announcement signals comprising announcement messages configured to dynamically vary the discovery opportunities of the electronic device by the external device in a manner that will reduce current drain; a sensor configured to detect a characteristic of an environment external to the electronic device; and a control circuit comprising an announcement timing control module configured to dynamically control timing of the announcement signals based on the detected characteristic by dynamically setting a frequency at which the announcement messages are repeatedly transmitted based on at least the detected characteristic, the announcement timing control module further configured to dynamically transition the frequency from a first frequency to a second frequency slower than the first frequency.
2191 | Articulation aid | An articulation aid with seats for upper and lower teeth for positioning between the upper central incisors and the lower central incisors respectively, or upper lateral incisors to lower lateral incisors as the case may be resulting in a generally vertical orientation of the article prizing the jaw in an open position. The slender aid permits a user or voice therapist to discern the instant position of the tongue when the user is speaking. | 1. An article for improving speech characteristics comprising: (1) a radially symmetrical midsection including a midsection diameter between 0.125 inch and 0.15625 inch, the midsection is located between two bulbous portions, each bulbous portion is formed at opposite terminal ends of the midsection and wherein each of the two bulbous portions include two rounded lobes with an indentation between each of the two rounded lobes, each indentation includes a pair of sloping sides that include flat surfaces angularly opposed to one another and a trough, each trough includes a floor with a width sufficient for direct contact with an upper or lower incisor and the floor of each trough is located between the sloping sides and adapted for seating of upper or lower teeth of a human user, and, (2) wherein the article includes an overall length of between 0.5 inch and 1 inch in length, the article is configured to be placed in a mouth of the user and separate the upper teeth from the lower teeth of the user as part of a speech therapy or voice training exercise, and the article is further configured to permit articulation of the user'ss tongue during speech exercises and visual feedback regarding an instant position of the user'ss tongue which is observable behind the article when held between the upper and lower teeth.
2192 | Method and apparatus for sterilizing a surface | Various devices for sterilizing a surface are disclosed. For example, a first device includes an ultraviolet light emitting unit, a processor and a computer-readable medium. The computer-readable medium stores instructions which, when executed by the processor, cause the processor to perform operations. The operations include detecting a proximity of a surface to the ultraviolet light emitting unit and activating the ultraviolet light emitting unit to sterilize the surface in response to the detecting. Another device includes an ultraviolet light emitting unit, a processor and a computer-readable medium. The computer-readable medium stores instructions which, when executed by the processor, cause the processor to perform operations. The operations include storing a location parameter, determining whether location information of the device satisfies the location parameter and activating the ultraviolet light emitting unit when it is determined that the location information of the device satisfies the location parameter. | 1. A non-transitory computer-readable medium storing instructions which, when executed by a processor, cause the processor to perform operations, the operations comprising: detecting a proximity of a surface to an ultraviolet light emitting unit, wherein the proximity of the surface to the ultraviolet light emitting unit is detected without contacting the surface; and activating the ultraviolet light emitting unit to sterilize the surface in response to the detecting.
2193 | Transcutaneous power conveyance device | Some embodiments of the present disclosure may include a device for conveying power from a location external to a subject to a location within the subject The device may include a flexible carrier, an adhesive on a first side of the carrier, a coil of electrically conductive material associated with the flexible carrier, and a mechanical connector extending from a second side of the carrier opposite the adhesive. The mechanical connector may be configured to be received by and retained by a receiver associated with a housing configured for mounting on the carrier. | 1. A device for connection to a flexible adhesive patch configured to convey power from a location external to a subject to a location within the subject, the flexible adhesive patch including adhesive on one side thereof and a protrusion extending from a side thereof opposite the adhesive, the device comprising: a housing containing at least one processor and a power source, wherein the at least one processor controls wireless power transmission of energy from the power source to an implant located within the subject, using at least one coil of electrically conductive material in the flexible adhesive patch, the at least one coil having a plurality of windings; at least one electrical connector disposed on a bottom face of the housing and configured to make electrical contact with an exposed electrical portion on a top face of the flexible adhesive patch when the housing is mounted on the flexible adhesive patch, wherein electrical contact between the at least one electrical connector and the exposed electrical portion causes the at least one processor to activate from a dormant state and enter a specific mode of operation; and a concavity within the housing, the concavity being configured to receive and retain the protrusion extending from the flexible adhesive patch, wherein at least a portion of a side of the housing and a top of the housing are exposed when the housing is mounted on the flexible adhesive patch.
2194 | Medical device adjusting operation when used with non-authenticated patient parameter collecting accessory | Embodiments are directed to a medical device, such as a defibrillator, for use with an accessory capable of collecting a parameter of a patient. The medical device is capable of at least performing a basic functionality, an advanced functionality, and of defibrillating the patient. The medical device includes an energy storage module within a housing for storing an electrical charge that is to be delivered to the patient for the defibrillating. The medical device includes a processor structured to determine whether a data set received from the accessory confirms or not a preset authentication criterion about the accessory. Although when the accessory is coupled to the housing the medical device is capable of the defibrillating and the basic functionality, the medical device is capable of the advanced functionality only when the accessory is coupled to the housing and it is determined that the preset authentication criterion is confirmed. Embodiments also include methods of operation and a programmed solution. | 1. A medical device for an accessory capable of collecting a parameter of a patient, comprising: a housing configured to couple with a remote accessory configured to collect a parameter of a patient; an energy storage module disposed within the housing configured to store an electrical charge and configured to deliver the electrical charge to the patient for defibrillating the patient, the medical device further configured to have basic functionality and advanced functionality; a processor disposed in the housing and configured to determine whether a data set received from the remote accessory confirms preset authentication criterion about the remote accessory, wherein the data set corresponds to information stored in a memory of the remote accessory; and a memory coupled to and accessible by the processor, the memory configured to store authentication and readiness information and to authenticate the accessory.
2195 | Wrist device having heart activity circuitry | A method includes: receiving, by a wrist device, a notification of an event, wherein the notification is indicated to a user of the wrist device; in response to receiving the notification, initiating at least one measurement; determining, based on the at least one measurement, that a predetermined condition is met; and in response to the determining that the predetermined condition is met, performing an action having an effect on the indication of the notification. | 1. A wrist device comprising: a heart activity circuitry; at least one processor; and at least one non-transitory memory including a computer program code, wherein the at least one non-transitory memory and the computer program code are configured, with the at least one processor, to cause the wrist device to perform operations comprising: measuring, using the heart activity circuitry, heart activity of a user of the wrist device, the wrist device being in a physical exercise mode during the measuring; receiving a notification of an event, wherein the notification is indicated to the user; in response to receiving the notification, initiating at least one further measurement, if the wrist device is in the physical exercise mode measuring the heart activity of the user; determining, based on the at least one further measurement, that a predetermined condition is met; and in response to the determining that the predetermined condition is met, performing an action having an effect on the indication of the notification.
2196 | Printing method for production a ceramic green body | A method for producing a green body includes forming a layer which contains a powder of a ceramic on a substrate, applying at least one solidifying composition on at least a part of the layer, repeating forming the layer and applying at least one solidifying composition at least one time, removing the solvent or dispersing agent at least in part for forming a green body, and removing the powder which has not bonded and thereby exposing the green body. The solidifying composition contains a dissolved or liquid organometallic compound, which has at least one atom other than C, Si, H, O, or N bonded to at least one organic moiety, an organic binding agent, and a solvent or dispersing agent. | 1. A method for producing a green body, the method comprising: forming a layer which contains a powder of a ceramic on a substrate; applying at least one solidifying composition on at least a part of the layer, wherein the at least one solidifying composition contains: at least 0.01 to 99.98% by weight of a dissolved or liquid organometallic compound, the dissolved or liquid organometallic compound having at least one atom which is not C, Si, H, O, or N, and the at least one atom being bonded to at least one organic moiety, 0.01 to 20% by weight of an organic binding agent, and 0.01 to 99.98% by weight of solvent or dispersing agent; repeating forming the layer and applying at least one solidifying composition at least one time; removing the solvent or dispersing agent at least in part to form a green body; and removing the powder which has not bonded and, thereby, exposing the green body.
2197 | Intelligent blind guiding device | The present disclosure provides an intelligent blind guiding device, wherein a satellite positioning module is configured to acquire a location information representative of a user's location; an ultrasonic module is configured to acquire an obstacle information by detecting surrounding obstacles; a positioning analysis module is configured to acquire a revised location information; a voice input module is configured to acquire a destination information; a central processing unit is configured to determine a travel solution; and a prompt module is configured to broadcast the travel solution. The present disclosure may realize a precise positioning, and provide an optional travel mode for a blind person. | 1. An intelligent blind guiding device, comprising a satellite positioning module, an ultrasonic module, a positioning analysis module, a central processing unit, a prompt module and a voice input module; wherein the satellite positioning module is configured to acquire a location information representative of a user'ss location; the ultrasonic module is configured to acquire an obstacle information by detecting surrounding obstacles; and the positioning analysis module is configured to acquire a revised location information according to the location information, the obstacle information and a three-dimensional map stored therein; wherein the voice input module is configured to acquire a destination information according to an inputted voice; the central processing unit is configured to determine a travel solution according to the revised location information and the destination information; and the prompt module is configured to broadcast the travel solution, wherein the device further comprises a wireless communication module; wherein the wireless communication module is configured to acquire an updated map information and send the map information to the central processing unit, wherein the device further comprises a traffic status information module; wherein the traffic status information module is configured to acquire a real-time traffic status information and send the traffic status information to the central processing unit; and wherein the central processing unit is configured to determine a travel route for the user according to the map information and the traffic status information, wherein the intelligent blind guiding device is configured to update the map and traffic status information by the wireless communication module and the traffic status information module, so as to direct a blind person to travel, and wherein the intelligent blind guiding device comprises a hat.
2198 | Breath detection device, mobile terminal and time display device | A breath detection device includes a breath-blowing unit in which breath is blown; a deflection amount sensor that detects pressure of the breath-blowing unit; a temperature sensor that detects a physical amount (temperature) different from the pressure of the breath-blowing unit; a storage unit that stores a determination reference which is a reference to determine whether or not breath is blown into the breath-blowing unit; and a determination unit that compares a detection result which is detected by the deflection amount sensor and the temperature sensor with the determination reference, and determines whether or not breath is blown into the breath-blowing unit. | 1. A breath detection device comprising: a breath-blowing inlet in which breath is blown; a pressure detector that detects pressure which is received by the breath-blowing inlet, and outputs a first signal; a physical amount detector that detects a temperature and outputs a second signal, the physical amount detector including a temperature sensor that detects the temperature, wherein the first signal output by the pressure detector is corrected utilizing information relating to the temperature detected by the temperature sensor; a storage portion that stores a determination reference; and a determination portion determines whether breath is blown in the breath-blowing inlet, wherein the determination reference includes (i) a first determination reference including an upper limit value and a lower limit value of the pressure and (ii) a second determination reference including an upper limit value and a lower limit value of the temperature, wherein the determination portion compares the pressure detected from the first signal with the first determination reference, compares the temperature detected from the second signal with the second determination reference, and determines that breath is blown in the breath-blowing inlet if both the detected pressure and the detected temperature are values between the upper limit value and the lower limit value of the corresponding determination reference, and wherein when the determination portion determines that breath is blown in the breath-blowing inlet, operation of a backlight or a stopwatch is performed.
2199 | Method for digitalizing scintillation pulse | A method for digitalizing a scintillation pulse may include: S 1 , acquiring a pulse database outputted by a detector irradiated by rays of different energy; S 2 , sampling and 5 quantizing each of pulses in the pulse database obtained in S 1 to acquire complete energy information comprised in the pulse, S 3 , undersampling and quantizing each of the pulses in the pulse database obtained in step S 1 , and estimating or fitting energy information by using pulse prior information; S 4, with the energy information obtained in S 2 as a standard, determining a mapping relationship between 10 the energy information obtained by a prior information-based undersampling pulse energy acquisition method and the energy information obtained by the method of S 2; and S 5 correcting the energy information obtained by the prior information-based undersampling pulse energy acquisition method by using the energy mapping relationship obtained in S 4. | 1. A method for digitalizing a scintillation pulse, comprising: step S1, acquiring a pulse database outputted by a detector irradiated by rays of different energy; step S2, sampling and quantizing each of pulses in the pulse database obtained in S1 to acquire complete energy information comprised in the pulse; step S3, undersampling and quantizing each of the pulses in the pulse database obtained in step S1, and estimating or fitting energy information by using pulse prior information; step S4, with the energy information obtained in S2 as a standard, determining a mapping relationship between the energy information obtained by a prior information-based undersampling pulse energy acquisition method and the energy information obtained by the method of S2; and step S5, correcting the energy information obtained by the prior information-based undersampling pulse energy acquisition method by using the energy mapping relationship obtained in S4.
2200 | Devices, systems and methods for locating and interacting with medicament delivery systems | In some embodiments, a method includes producing, from an adapter, a first wireless signal characterized by a first communication mode with a computing device when a portion of at least one of a medicament delivery device or a simulated medicament delivery is disposed within the adapter. An indication is received when the portion of the medicament delivery device or the simulated medicament delivery device is removed from the adapter. A second wireless signal characterized by a second communication mode with the computing device is produced in response to the indication. The second communication mode is different from the first communication mode. The second communication mode can be, for example, a hold mode, a sniff mode or a park mode. | 1. An apparatus, comprising: a medicament delivery device; and an electronic circuit system including a radio and a power source, the radio configured to electronically communicate with a computing device via a short-range wireless communication protocol, the radio configured to send a first short-range wireless signal characterized by a first communication interval associated with a first power consumption from the power source when the medicament delivery device is in a first configuration, the radio configured to send a second short-range wireless signal characterized by a second communication interval associated with a second power consumption from the power source when the medicament delivery device is in a second configuration, the second communication interval being different from the first communication interval such that the second power consumption is different than the first power consumption.
2201 | Apparatus and method for analyzing images | An apparatus is provided for audibly reading text retrieved from a captured image. In one implementation, the apparatus comprises an image sensor configured to capture image data from an environment of a user, and at least one processor. The processor is configured to determine an existence of a pointing trigger in the image data, the trigger being associated with a user's desire to hear text read aloud, and wherein the trigger identifies an intermediate portion of the text a distance from a level break in the text. The processor is further configured to perform a layout analysis on the text to identify a level break associated with the trigger; and cause the text to be read aloud from the level break associated with the trigger. | 1. An apparatus for audibly reading text retrieved from a captured image, the apparatus comprising: an image sensor configured to capture image data from an environment of a user; and at least one processor configured to: determine an existence of a trigger in the image data, the trigger being associated with a user'ss desire to hear text read aloud, and wherein the trigger identifies an intermediate portion of the text a distance from a level break in the text; perform a layout analysis on the text to identify a level break associated with the trigger; perform an optical character recognition (OCR) only on a subset of the text in the image data associated with the trigger prior to causing the subset of the text to be read aloud; cause the subset of the text to be read aloud from the level break associated with the trigger; and while the subset of the text is being read aloud, anticipate a subsequent subset of the text to be read aloud and perform an OCR of the subsequent subset of the text in advance.
2202 | Dental arch models | An arch model has a set of teeth and a wall which bridges the set of teeth and has a surface opposite the set of teeth. A cover which contains informational material about the dental arch model separably attaches to the wall of the dental arch model. Different informational material can be presented by removing the cover and replacing it with another cover which contains the different informational material. | 1. A model of a single dental arch comprising: a wall presenting a top surface and a side surface extending downward from a perimeter of the top surface; a model of an oral cavity underlying the wall and containing a model of a gum underlying the wall to the right and left of a medial plane of the oral cavity and of teeth which are set in the gum and extend downwardly from the gum to teeth cusps; the top surface having an expanse which comprises a margin extending along the perimeter to occlude the gum both to the right and left of the medial plane; and a cover which overlies the top surface and is separably attached to the wall, the cover comprising an inner surface confronting the top surface, an outer surface opposite the inner surface, and indicia disposed on at least one of the inner and outer surfaces.
2203 | Method and apparatus for wireless power transmission | Embodiments of the invention relate to a method and system for transferring power wirelessly to electronic devices. The system can utilize magnetic coupling between two coils at close proximity to transfer sufficient power to charge an electronic device. Embodiments of the invention pertain to an array of spiral coils that can be used to transmit power for transfer to receiver coils. Potential applications of this technology include charging consumer electronic devices (cell phones, laptops, PDAs, etc), developing hermetically sealed devices for extreme environments, and less invasive transcutaneous energy transfer (TET) systems. Various embodiments of the subject system can be referred to as PowerPad system. Embodiments can incorporate one or more of the following: planar inductors, PCB transformers, and very high frequency power supplies. Embodiments of the invention also pertain to planar inductors having characteristics that allow the production of even magnetic field, as well as systems that incorporate such planar inductors. | 1. A system for transmitting power comprising: a first planar array of resonant coils configured to transmit power via a magnetic field for charging one or more portable electronic devices having a receiver, the array comprising at least two regions with each region including plural coils, wherein the regions are configured to be selectively activated or deactivated; and a controller electrically connected to the regions, the controller configured to selectively activate or deactivate one of the at least two regions in response to the presence of a receiver in the magnetic field area associated with the one region.
2204 | Non-contact rotary power transfer system | A power delivery system includes a rotary transformer having a primary winding and a secondary winding and configured to transfer power between stationary coupling elements on a stationary side and rotational coupling elements on a rotational side. The rotational coupling elements share a central axis with the stationary coupling elements, and are adapted to rotate with respect to the stationary coupling elements. The power delivery system includes an isolation transformer that drives the primary winding of the rotary transformer, and a plurality of power inverter stages whose outputs are adapted to be summed and coupled to the rotary transformer. A plurality of output power converters receive transmitted power from the rotary transformer. A plurality of control elements, disposed on the rotating side, are configured to close a feedback loop on desired and actual performance of the output power converters, and to control the power inverter stages. | 1. A control system for controlling a power inverter disposed on a stationary side of an imaging system and configured to deliver power to a radiation source and one or more other elements disposed on a rotating side of the imaging system, the control system comprising: a control element disposed on the rotating side and coupled to a high voltage output module for supplying power at a first voltage to the radiation source and an auxiliary output regulator for supplying power at a second voltage lower than the first voltage to the one or more other elements, wherein the control element is configured to receive information from the high voltage output module and the auxiliary output regulator and generate a first analog timing signal for controlling the power inverter; a modulator configured to combine the first analog timing signal with a second signal to yield a modulated signal; a first rotary transformer configured to transmit the modulated signal from the rotating side to the stationary side and comprising: a first gate drive winding disposed on the rotating side and coupled to the control element; and a second gate drive winding disposed on the stationary side; and gate drive circuitry disposed on the stationary side and coupled between the second gate drive winding and one or more gate terminals of one or more transistors of the power inverter, wherein the gate drive circuitry comprises a demodulator configured to receive the modulated signal, separate the first analog timing signal from the second signal, and apply the first analog timing signal directly to the one or more gate terminals.
2205 | Generating gradient waveform | Methods of generating a gradient waveform, gradient waveform generators and magnetic resonance imaging systems are provided. In one aspect, a first digital value is obtained by quantizing and coding spatial position information of a voxel of a subject according to the number of preset quantization bits, wherein the number of the quantization bits are more than the number of allowed input bits for a DAC; a second digital value is determined to be inputted into the DAC according to the first digital value and the number of the allowed input bits for the DAC; a quantization error is determined according to the first digital value and the second digital value; an error accumulating value is updated by accumulating the quantization error to the error accumulation value; the second digital value corrected according to the error accumulation value; and the corrected second digital value is inputted into the DAC. | 1. A method of generating a gradient waveform, comprising: obtaining a first digital value by quantizing and coding spatial position information of a voxel of a subject according to the number of preset quantization bits, wherein the number of the quantization bits are more than the number of allowed input bits for a Digital to Analog Converter (DAC); determining a second digital value to be inputted into the DAC according to the first digital value and the number of the allowed input bits for the DAC; determining a quantization error according to the first digital value and the second digital value; updating an error accumulating value by accumulating the quantization error to the error accumulation value, wherein the error accumulating value indicates an error corresponding to voxels of the subject which have been processed; correcting the second digital value according to the error accumulation value; and inputting the corrected second digital value into the DAC in a way that the DAC outputs a gradient waveform according to the corrected second digital value inputted.
2206 | Sterilizing apparatus for portable terminal | Disclosed herein is a sterilization apparatus for a portable terminal, including a casing configured to receive the portable terminal and a UV LED provided in the casing. The sterilization apparatus can be always carried along with a portable terminal because the sterilization apparatus is constructed using a casing or a cover attached to the portable terminal. Accordingly, the portable terminal can be easily sterilized while in motion without being limited to the place. | 1. A sterilization apparatus for a portable terminal, comprising: a casing configured to receive the portable terminal; and an UltraViolet Light Emitting Diode (UV LED) provided in the casing to sterilize the portable terminal; a retractable protrusion part located on a first side of the casing and having the UV LED on one side of the retractable protrusion part the retractable protrusion part configured as protruded from the first side in a first state and inserted into the first side in a second state and the UV LED emitting light from the one side of the retractable protrusion part toward the portable terminal along a direction parallel to the portable terminal, and wherein the casing comprises a second side covering a side of the portable terminal, and the sterilization apparatus further comprises a reflection part configure to switching between a third state in which the reflection part is in a roll form and received within the second side and a fourth state in which the reflection part covers one surface of the portable terminal.
2207 | Method and system for searching for electronic cigarette of same type | A method and system for searching for an electronic cigarette of a same type, the method comprises at least two electronic cigarettes performing a communication connection. The method comprises the following steps: S 1 , at least one electronic cigarette sends broadcast information carrying a type of the electronic cigarette to another electronic cigarette within a preset range; S 2 , the another electronic cigarette receiving the broadcast information determines whether the type carried by the broadcast information is the same as the another electronic cigarette's type, and performs a vibration alert if the type same. Via the present method, it can be quickly known whether an electronic cigarette user having a same electronic cigarette is present in the surroundings, and an enthusiast of an electronic cigarette of a same type can be found, enabling an electronic cigarette to no longer be an individual, and thereby improving user experience. | 1. A method for searching for an electronic cigarette of a same type, the method comprises at least two electronic cigarettes performing a communication connection, wherein the method comprises the following steps: S 1 : at least one electronic cigarette sends broadcast information carrying a type of the electronic cigarette to another electronic cigarette within a preset range; S 2 : the another electronic cigarette receiving the broadcast information determines whether the type carried by the broadcast information is the same as the another electronic cigarette'ss type, and performs a vibration alert if the type carried by the broadcast information is the same as the another electronic cigarette'ss type; S 21 : the another electronic cigarette performs statistics for the broadcast information carrying the type which is same as the another electronic cigarette'ss type, and indicates a statistics result; and wherein the statistics result comprises: a quantity of received broadcast information carrying the type which is same as the another electronic cigarette'ss type, the vibration alert comprises: a motor vibrates several times, there is a time interval between two adjacent vibrations, a number of vibration times of every vibration is same as the quantity.
2208 | Use of a sensor with multiple external sensor transceiver devices | Methods, sensors, and systems that prevent or reduce data loss when more than one external sensor transceiver is used with a sensor. A sensor may receive a transceiver identification (ID) of an external transceiver conveyed from the external transceiver and determine whether the received transceiver ID is a new transceiver ID. If sensor determines the received transceiver ID to be a new transceiver ID, the sensor may store the received transceiver ID in a nonvolatile storage medium of the sensor and convey, using the sensor, measurement information stored in the nonvolatile storage medium to the external transceiver. | 1. A method of using a sensor, the method comprising: receiving, using the sensor, a transceiver identification (ID) from a transceiver, wherein the transceiver ID identifies the transceiver; determining, using the sensor, whether the received transceiver ID is a new transceiver ID; if the received transceiver ID is determined to be a new transceiver ID, storing, using the sensor, the received transceiver ID in a nonvolatile storage medium of the sensor; and if the received transceiver ID is determined to be a new transceiver ID, conveying, using the sensor, measurement information stored in the nonvolatile storage medium to the transceiver.
2209 | System and method of workflow management | Wireless systems and methods include a plurality of peripheral electronic devices each having a wireless communication system. A processor is configured to establish an association confidence level indicative of a likelihood that a peripheral electronic device is associated to a monitored subject for each peripheral electronic device based on association criteria. Indicators are configured to communicate the association the association confidence level. | 1. A wireless patient monitoring system, comprising: a plurality of peripheral electronic devices each having a wireless communication system and a sensor, each of the plurality of peripheral electronic devices adapted to be secured to a monitored patient, the sensors of each of the plurality of electronic devices acquire physiological data from the monitored patient, the physiological data acquired from the monitored patient being transmitted by the wireless communication device of a respective peripheral electronic device; a processor that registers each of the plurality of peripheral electronic devices to the monitored patient, the processor receives the physiological data from the respective peripheral electronic devices, the processor establishes an association confidence level for each peripheral electronic device based upon at least the received physiological data from each of the peripheral electronic devices, the association confidence level indicative of a likelihood that the physiological data acquired by the peripheral electronic device is from the monitored patient, wherein the processor compares each of the association confidence levels established for each peripheral device to a predetermined threshold and if an association confidence level is below the predetermined threshold, the processor disassociates that peripheral electronic device from the monitored patient; and at least one automated therapeutic delivery device communicatively connected to the processor; wherein the processor operates the at least one automated therapeutic delivery device based upon the physiological data from peripheral devices with association confidence levels above the predetermined threshold.
2210 | Mesh network personal emergency response appliance | A monitoring system includes one or more wireless nodes forming a wireless mesh network; a user activity sensor including a wireless mesh transceiver adapted to communicate with the one or more wireless nodes using the wireless mesh network; and a digital monitoring agent coupled to the wireless transceiver through the wireless mesh network to request assistance from a third party based on the user activity sensor. | 1. A digital stethoscope for detecting circulatory information in an object which is part of a living person, said stethoscope comprising a transducer, said transducer comprising: a) a first piezoelectric crystal proximate to said object and capable of generating a first acoustic signal at a first frequency; b) a second piezoelectric crystal proximate to said object and positioned at an angle with respect to said first piezoelectric crystal and capable of receiving a second acoustic signal at a second frequency which is a reflection of said first acoustic signal generated when said first acoustic signal is reflected from said object; wherein said angle is determined by the depth of the object within said living person; c) a receiver circuit coupled to said first and second crystal transducers and for outputting a difference frequency signal which is representative of the circulatory information and based upon the difference in frequency between the first acoustic signal and the second acoustic signal.
2211 | Temperature measurement system | A method of determining a temperature of a patient includes determining a temperature associated with a measurement site of the patient with a temperature device, and without contacting the patient with the device. The method also includes estimating a temperature of the patient based at least in part on the temperature associated with the measurement site. The temperature device includes a sensing element configured to determine the temperature associated with the measurement site, an imaging device, and a controller configured to estimate the temperature of the patient based on the temperature associated with the measurement site. | 1. A device, comprising: a sensing element configured to determine a temperature associated with a measurement site of a patient without contacting the measurement site; an imaging device configured to capture a visual image of the measurement site; and a controller operably connected to the sensing element and the imaging device, the controller being configured to: identify a first location of the measurement site using the visual image, control the sensing element to determine a temperature of the first location without contacting the first location, wherein determining the temperature of the first location with the sensing element includes focusing a field of view of the sensing element on the first location, identify a second location of the measurement site using the visual image, control the sensing element to determine a temperature of the second location without contacting the second location, wherein determining the temperature of the second location with the sensing element includes focusing the field of view on the second location, and estimate a temperature of the patient based on the temperature of at least one of the first and second locations determined by the sensing element.
2212 | Medical device | A powered system includes a parent module including a first battery storing a charge and a child module including a second battery storing a charge and a controller. When the parent module and the child module are in electrical communication, the controller is configured to receive power from the parent module. When the charge in the parent module is depleted, the controller is configured to backfeed power from the child module to the parent module. | 1. A powered system, comprising: a parent module including a first battery storing a charge; and a child module including a second battery storing a charge and a controller, wherein when the parent module and the child module are in electrical communication, the controller is configured to receive power from the parent module; wherein, when the charge in the parent module is depleted, the controller is configured to backfeed power from the child module to the parent module; wherein the child module further includes one or more male connector pins configured to mate with a female connector, and wherein the controller is configured to de-energize the one or more male connector pins when the controller detects that the child module is not connected to the female connector; wherein the child module further includes a display, wherein the child module is configured to receive vital sign data, and wherein the child module is configured to display the vital sign data; and wherein the display includes an expected battery life display, the expected battery life display indicating the expected battery life including both the first battery and the second battery.
2213 | Systems and methods for a continuous monitoring of analyte values | Systems and methods for a continuous monitoring of analyte values received from an analyte sensor system are provided. One method for a wireless data communication between an analyte sensor system and a mobile device involves storing identification information associated with a transceiver of the analyte sensor system, the identification information entered by a user of the mobile device via a custom application running on the mobile device; causing the custom application to enter a background mode; searching for advertisement signals; receiving an advertisement signal from the transceiver; authenticating the transceiver based on the identification information; prompting the user to bring the custom application to a foreground mode; causing the custom application to request a confirmation from the user that a data connection with the transceiver is desired; receiving the confirmation from the user; and completing the data connection with the transceiver. | 1. A method for transmitting data between a first communication device associated with an analyte sensor and one or more display devices configured to provide user access to analyte values and/or information derived from analyte values, comprising: switching among a plurality of communication states, wherein a first communication state includes: periodically opening a first transmission window according to a first time interval to provide a first display device with sensor data from the first communication device that is associated with the analyte sensor; determining to vary the first time interval based on one or more criteria, wherein the one or more criteria is selected from a group consisting of: sensor data, monitored battery life of the first communication device, type of the first display device, user instructions received from the first display device, and timing of sensor session; switching to a second communication state from the first communication state responsive to the determination, wherein the second communication state includes: varying the first time interval to a second time interval; and periodically opening a second transmission window according to the second time interval to continue to provide the display device with updated sensor data from the first communication device.
2214 | Coordinating relationship wearables | In various example embodiments, devices including a wearable device may be associated to share information and coordinate data between the devices as part of a coordination between relationship wearables. For example, a first wearable device and a second device, each associated with different users, may provide data to a history analysis module. The history analysis module may analyze this data for coordinated relationship patters made up of repeated events. Coordinated relationship data may be generated by this analysis, and then used by a current data analysis module to analyze an incoming stream of current data from at least one of the devices. When a repeated status value is identified within the current data stream, a coordination communication may be initiated. | 1. A system comprising: a first analysis module to: receive a first set of first device sensor data from a first wearable device of a first user, and a first set of second device data from a second device of a second user; identify a first coordinated relationship pattern comprising a plurality of events, each event of the plurality of events being associated with a first repeated status value within the first set of first device sensor data, a first coordinated status value within the first set of second device data, and a temporal association between the first repeated status value and the first coordinated status value; generate a trigger threshold associated with at least the first repeated status value; a first communication module communicatively coupled to the first analysis module, the first communication module to receive at least a portion of a first current data stream from the first wearable device; a second analysis module communicatively coupled to the first communication module, the second analysis module to analyze the first current data stream using the trigger threshold and to initiate a coordination communication to the second device communicating when the trigger threshold is met by a portion of the first current data stream; and a server computer, wherein the server computer comprises the first analysis module, and wherein the server computer is communicatively coupled to the first wearable device via a first mobile device and a wide area network.
2215 | Control module for a powered surgical tool, the module including a shell having active seals disposed around the conductive pins that extend into the shell | A control module for a powered surgical tool. The module includes a shell. Internal to the shell is a circuit for controlling the power generating unit of the tool with which the module is associated. Conductive pins extend through the shell to provide electrical connections to the components within the shell. Active seals are disposed around the conductors and the inner walls of the shell that define the openings in which the pins are seated. Each active seal include an inner and outer skirt. A biasing component disposed between the skirts urges the inner skirt against the section of the conductive pin seated in the opening. The biasing component also urges the outer skirt against the adjacent opening-defining inner wall of the shell. The active seal functions as a barrier between the conductive pin and the adjacent inner wall of the shell. | 1. A control module for regulating the operation of a powered surgical tool, said control module including: a shell, said shell configured for attachment to a powered surgical tool and said shell being formed with at least one opening; a circuit disposed in said shell for regulating operation of a power generating unit integral with the powered surgical tool; at least one conductive pin that extends through the at least one opening of said shell for establishing an electrical connection between the power generating unit and said circuit; and a seal assembly disposed in said at least one opening of said shell, said seal assembly including: a first stop disposed in the at least one opening around said pin, said first stop extending to an inner surface of said shell that defines the shell opening; a second stop disposed in the at least one opening around said pin, said second stop extending to the inner surface of said shell that defines the shell opening and being spaced away from said first stop; and a seal disposed in the at least one opening around said conductive pin and between said first and second stops, said seal including: a boot, said boot shaped to have: an inner skirt that extends around a section of said conductive pin that extends through the shell opening; an outer skirt that is disposed around said pin adjacent the inner surface of said shell that defines the shell opening; and a base that extends between said skirts; and at least one biasing member separate from said boot located between said skirts that biases said outer skirt against the inner surface of said shell or that biases said inner skirt against said pin.
2216 | Patch-sized fluid delivery systems and methods | A patch-sized fluid delivery device may include a reusable portion and a disposable portion. The disposable portion may include components that come into contact with the fluid, while the reusable portion may include only components that do not come into contact with the fluid. Redundant systems, such as redundant controllers, power sources, motor actuators, and alarms, may be provided. Alternatively or additionally, certain components can be multi-functional, such a microphones and loudspeakers that may be used for both acoustic volume sensing and for other functions and a coil that may be used as both an inductive coupler for a battery recharger and an antenna for a wireless transceiver. Various types of network interfaces may be provided in order to allow for remote control and monitoring of the device. | 1. A delivery device comprising: a first housing portion having an outlet; a second housing portion configured to selectively engage with and disengage from the first housing portion; a reservoir located in the first housing portion, the reservoir having a first interior volume and a reservoir outlet connectable in fluid flow communication with the outlet in the first housing portion; a volume varying mechanism supported for motion in a curved path to selectively vary the first interior volume of the reservoir, to selectively reduce the first interior volume and increase fluid pressure within the interior volume to drive fluid from the interior volume to the injection site; and a shape-memory alloy supported by the second housing portion and operatively connectable to the volume varying mechanism when the first and second housing portions are engaged, the shape-memory alloy moving in a linear path of motion to selectively drive the volume varying mechanism in the curved path of motion.
2217 | Phototherapy light engine | Described herein are devices, systems, and methods for delivering phototherapy to a subject. A phototherapy light engine is combined with other components to form a phototherapy system that provides phototherapy treatment to a subject. A phototherapy system may be implemented as a hand held system comprising the light engine that is configured to communicate with a remote computing device. | 1. A phototherapy light engine comprising: a. a thermally conductive core substrate having a first and a second surface; b. a plurality of light emitting diodes (LEDs) for emitting light comprising phototherapeutic component wavelengths, the plurality of LEDs configured to couple with said first surface of said thermally conductive core substrate, said thermally conductive core substrate for absorbing heat from said plurality of LEDs; c. a plurality of light reflectors functionally coupled to said plurality of LEDs for reflecting said emitted light, thereby directing said light toward a skin surface for treatment of a phototherapy subject; d. a window positioned to cover at least part of said first surface of said thermally conductive core substrate; e. a collar coupled to said first surface of said thermally conductive core substrate, said collar adapted to engage the skin surface and to limit escape of the emitted light from the skin surface and a surrounding area, wherein said collar is coupled to one or more sensors that cause the device to enable phototherapy when the collar is in contact with the skin surface of the phototherapy subject; and f. a heat sink coupled to said second surface of said thermally conductive core substrate, wherein said heat sink is configured and adapted to conduct heat away from said thermally conductive core substrate; wherein one or more of said plurality of light reflectors is positioned on the interior surface of the collar at the perimeter of the plurality of LEDs, and surrounds the plurality of LEDs.
2218 | Multi-layer range measurement apparatus for characterizing charged particle beams | A multi-layer charged particle beam characterization system is disclosed, and method for using the same. A typical embodiment includes a plurality of two-sided metal plates, arranged as a stack, each metal plate having an electrical contact tab extending from at least one common edge of the metal plate, and a plurality of insulator films disposed between adjacent metal plates, each insulator film sized to match its corresponding metal plate. The tabs are coupled to a printed circuit board and connected to an external electrical connector to register a number of metal plates and insulator layers through which a charged particle beam has penetrated. | 1. A kit comprising: an apparatus comprising: an electrically-conductive housing; an entry window defined in the housing, the entry window comprised of a radiation-resistant polymer material, the entry window having an interior surface facing an interior of said housing and an exterior surface facing away from said housing; a conductive film disposed on said interior surface of said window and at least a portion of an interior surface of said housing proximal to said window, such that the conductive film and the housing in combination forms a continuous electrically-conductive shield; a plurality of metal plates disposed in said housing, each metal plate having an electrical contact tab extending from at least one common edge of said metal plate, each said metal plate having opposing first and second metal faces, each plate having a known composition, each plate oriented so that said first and second metal faces are parallel to said entry window; a plurality of insulator films disposed in said housing, each insulator film disposed between adjacent metal plates, each insulator sized to cover said first or said second face of said adjacent metal plates; and a printed circuit board disposed in said housing, said circuit board in electrical contact with at a first subset of the electric contact tabs on said plurality of metal plates; and a non-transitory computer-readable medium comprising data representing: a position of each metal plate in said housing; a mass of each metal plate; and an area density of each metal plate.
2219 | Systems, applications, and methods for exercise workout generation | In some embodiments, an automated system comprises one or more biometric sensors, an interactive screen, and an exercise routine generation application communicable with a mobile application. In some embodiments, the mobile application receives data from an automated station and displays exercise routines, other exercise information, or both. In some embodiments, the mobile application includes a scanner to scan labels, other indicia, or physical or other features of an exercise machine or other exercise apparatus to identify the machine or apparatus. In some embodiments, the mobile application communicates with one or more local or remote databases identifying differing exercise facility locations within a geographic area and identifying exercise apparatus available in each of the differing facilities. | 1. An automated exercise workout generation method comprising: A. electronically measuring, using a weighing scale, a user'ss weight; B. electronically measuring, using voltage and current associated with two or more electrical sensors in communication with the user'ss body, the user'ss bioimpedance; C. electronically receiving or determining a location of the user; D. electronically obtaining information on exercise resources located at multiple facilities within the geographic locale of the user'ss location; E. electronically selecting exercise resources and associated exercises for the user based on said exercise resource information and said measured weight and measured bioimpedance; and F. electronically providing the user with the selected exercises and the exercise resources, including the location of said exercise resources, prior to said user performing said exercises.
2220 | Mobile molecular diagnostics system with wireless communication | A mobile, self contained molecular diagnostics system is provided with a microfluidic chip, detection apparatus and an integrated or wireless control interface and imager. The system provides automated sample preparation and rapid optical detection of multianalyte nucleic acids and proteins. On chip PCR may be performed to improve the optical fluorescence signal for nucleic acid detections. Plasmonic protein detection is performed using a dark field smartphone microscope. Dark field illumination is based on an evanescent field generated by LED total internal reflection. The smartphone element may also be used as an interface to control the detection apparatus, acquire images, process data and for wireless communications with remote computers. The handheld automated system has low power requirements and is particularly suited for point of care and on demand diagnostics in resource limited settings. | 1. A system for microfluidic sample analysis, the system comprising: (a) a microfluidic chip body comprising: (i) a plurality of enclosed wells; (ii) a sample inlet that receives a fluid sample; (iii) a network of microfluidic channels coupled to the wells with at least one inlet channel that transports a fluid sample from the sample inlet to one or more wells; and (iv) at least one vacuum port connected to the network of microfluidic channels, said vacuum port configured to be coupled to a vacuum source to draw fluid through the network of microfluidic channels and wells; (b) a detection assembly, the assembly comprising: (i) a housing with a slot opening configured to receive the microfluidic chip; (ii) a vacuum pump; (iii) a socket operably coupled to the vacuum pump, the socket configured to reversibly couple with at least one vacuum port of the microfluidic chip; (iv) one or more light sources directed to surfaces of the chip, said light sources configured for excitation of nanoparticles by illumination; (v) a controller coupled to the vacuum pump, light sources and a power supply; and (vi) an imager.
2221 | Systems, methods and devices for traversing elevation changes using electrically motorized vehicles | A system, method, and device for operations of an electrically motorized vehicle. The vehicle can utilize an electrically motorized wheel to convert a non-motorized wheeled vehicle to an electrically motorized wheeled vehicle. One method for controlling the device for an electrically motorized wheel includes controlling an amount of assistance from the device of the electrically motorized wheel while travelling uphill to result in a user input requirement about equivalent to that required to propel the vehicle on a level surface. | 1. A method of controlling a human-powered electrically-motorized vehicle to provide assistance or resistance to a user operating the human-powered electrically-motorized vehicle on an actual terrain, the method comprising: receiving a user selection of a mode having a desired terrain; and based on the user selection, controlling an amount of assistance or an amount of resistance provided to the user of the human-powered electrically-motorized vehicle from the human-powered electrically-motorized vehicle such that a user input of an amount of human power to propel the human-powered electrically-motorized vehicle on the actual terrain simulates an amount of human power the user would input to propel the human-powered electrically-motorized vehicle on the desired terrain, wherein the user input of the amount of human power to propel the human-powered electrically-motorized vehicle on the actual terrain is based on a torque or power applied by the user to a drive system of the human-powered electrically-motorized vehicle or a rotational speed of the drive system, wherein said torque or power applied by the user to the drive system of the human-powered electrically-motorized vehicle or the rotational speed of the drive system are detected by a sensor system, and wherein the amount of human power the user would input to propel the human-powered electrically-motorized vehicle on the desired terrain is determined based in part on parameters of the desired terrain and a weight of the user or a weight of the human-powered electrically-motorized vehicle.
2222 | Autonomous pool cleaning robot with an external docking station | An external docking station may be provided and may include a filter manipulator that is arranged to (i) input a filter into a pool cleaning robot that exited a pool and is located in a filter replacement position and to (ii) assist in positioning the filter at a filtering position in which the filter is at least partially disposed within a fluid path formed between a first fluid opening and a second fluid opening of the housing thereby allowing the filter to apply a filtering operation on fluid that passes through the fluid path. | 1. An external docking station, comprising: a filter manipulator that is arranged to (i) input without human intervention, a filter into a pool cleaning robot that exited a pool and is located in a filter replacement position and to (ii) assist without human intervention, in positioning the filter at a filtering position in which the filter is at least partially disposed within a fluid path formed between a first fluid opening and a second fluid opening of a housing of the pool cleaning robot thereby allowing the filter to apply a filtering operation on fluid that passes through the fluid path.
2223 | Autonomous pool cleaning robot | A pool cleaning robot that may include first and second fluid openings, with a fluid path between the first fluid opening and the second fluid opening; a turbine at least partially disposed within the fluid path so as to extract energy from flow of fluid through the fluid path; an electrical generator; a rechargeable power source; and a controller that is arranged to direct the pool cleaning robot to be positioned in a certain location in which a flow level of fluid that is circulated by a pool fluid circulation system is higher than a flow level of the fluid within a majority of the pool, wherein when positioned at the certain location the fluid that is circulated by the pool fluid circulation system passes through the fluid path. | 1. A pool cleaning robot comprising: a housing; and a filter manipulator that is at least partially located within the housing and is arranged to (a) receive a filter that comprises at least one filtering element and a filter housing that surrounds the at least one filtering element and (b) introduce a movement between the filter and the housing thereby positioning the filter within a filtering position in which the filter is at least partially disposed within a fluid path formed between a first fluid opening and a second fluid opening of the housing thereby allowing the filter to apply a filtering operation on fluid that passes through the fluid path.
2224 | Autonomous pool cleaning robot | A pool cleaning robot may include a housing that has a first fluid opening and a second fluid opening; a filter that comprises a filter core that is at least partially located within the housing and comprises an one or more inlets, an one or more outlets and at least one filtering element positioned between the one or more inlets and the an one or more outlets; and a filter core rotator that is arranged to rotate the filter core during at least one period in which the filter core filters fluid that enters through the one or more inlets to output filtered fluid via the one or more outlets. | 1. A pool cleaning robot comprising: a housing that has a first fluid opening and a second fluid opening; a filter that comprises a filter core that is a structural element that is at least partially located within the housing and comprises one or more inlets, one or more outlets and at least one filtering element positioned between the one or more inlets and the one or more outlets; a perforated pole that is surrounded by the filter core and is positioned at a radial center of the filter core; blades that are positioned between the perforated pole and the at least one filtering element; wherein the blades are spaced apart from the at least one filtering element; wherein the perforated pole is mechanically coupled to the blades; and a rotator that is arranged to rotate the blades by rotating the perforated pole; wherein the blades, while rotated by the perforated pole, are configured to assist a flow of the fluid into the perforated pole; wherein the filter core is configured to filter, the fluid that enters through the one or more inlets to output filtered fluid via the one or more outlets.
2225 | Reducing an optical power of a reflected light beam | A system for an extreme ultraviolet (EUV) light source includes a light-generation system configured to emit one or more light beams onto a beam path; one or more optical amplifiers, each of the one or more amplifiers including a gain medium on the beam path, each gain medium being configured to amplify the one or more light beams to produce one or more amplified light beams; and one or more diffractive optical elements on the beam path, where each of the one or more diffractive optical elements has a plurality of focal lengths, and each focal length of the diffractive optical element is associated with a particular polarization state. | 1. A system for an extreme ultraviolet (EUV) light source, the system comprising: a light-generation system configured to emit one or more light beams onto a beam path; one or more optical amplifiers, each of the one or more amplifiers comprising a gain medium on the beam path, each gain medium being configured to amplify the one or more light beams to produce one or more amplified light beams; and one or more diffractive optical elements on the beam path, wherein each of the one or more diffractive optical elements has a plurality of focal lengths, and each focal length of the diffractive optical element is associated with a particular polarization state.
2226 | Whole body human-computer interface | A human-computer interface system having an exoskeleton including a plurality of structural members coupled to one another by at least one articulation configured to apply a force to a body segment of a user, the exoskeleton comprising a body-borne portion and a point-of-use portion; the body-borne portion configured to be operatively coupled to the point-of-use portion; and at least one locomotor module including at least one actuator configured to actuate the at least one articulation, the at least one actuator being in operative communication with the exoskeleton. | 1. A human-computer interface system comprising: an exoskeleton including: a plurality of structural members coupled to one another by at least one articulation configured to apply a force to a body segment of a user, at least one locomotor module including at least one actuator configured to actuate the at least one articulation, the at least one actuator being in operative communication with the exoskeleton; and an interface garment including an interface laminate configured to stimulate the user with at least one of applying a pressure to the body segment of the user, and exchanging thermal energy with the body segment of the user; wherein said interface laminate comprises: a fluidic actuator; a fluidic distribution laminate coupled to the fluidic actuator configured to provide a pressurized working fluid to the fluidic actuator; and a control valve coupled to the fluidic actuator.
2227 | Event-driven transitions in absorbent article management | A method of operating a datalogger adapted for logging sensor data from an absorbent article having at least one sensor element and the datalogger are described. The method includes: determining an external event; and on determination of the external event, transitioning from a first operating condition to a second operating condition. The external event can be an event selected from: a disconnection event in which the datalogger is disconnected from the absorbent article; a connection event in which the datalogger is connected to an absorbent article; a charge event in which the datalogger is connected to a charging station; and a user interaction event in which the user interacts with a user interface element of the datalogger. The first and second operation conditions can be selected from: a datalogging condition; a standby condition; a status notification condition; and a data transmission condition. | 1. A method of operating a battery-powered datalogger comprising at least one tactile, audible or visible output element and adapted for logging sensor data from an absorbent article having at least one sensor element, the method comprising: determining an external event, wherein the external event comprises a disconnection event in which the datalogger is disconnected from the at least one sensor element in the absorbent article; and on determination of the external event, transitioning from a first operating condition to a second operating condition, wherein the second operating condition comprises a status notification condition in which the at least one tactile, audible or visible output element housed in an electronics enclosure of the datalogger is activated to signal a low battery status of the datalogger.
2228 | Information-gathering device | To provide a user-friendly information-gathering device enabling users to select buttons easily. An information-gathering device has a plurality of selection buttons, a communication module, and a cancel button. The communication module has an IC chip and a button cell. The IC chip has a storage which stores information for identifying the pressed selection button and information about the time of the press, in chronological order, a controller which performs control to store the information in the storage, and a wireless communication unit. When the cancel button is pressed, the controller stores, in the storage, information requesting to cancel press information about the selection button pressed immediately before the cancel button is pressed. | 1. An information-gathering device comprising: a cancel button arranged on a first layer of a sheet substrate so as to be chosen arbitrarily; a first switch contact which is arranged on a second layer of the sheet substrate and corresponds to the cancel button; a terminal unit arranged on the second layer; a first conductive pattern which is arranged on the second layer and connects the first switch contact and the terminal unit; and a circuit module which is implemented on the second layer and electrically connected to the terminal unit, wherein the circuit module comprises a storage which stores information requesting to cancel press information about the selection button pressed immediately before the cancel button is pressed.
2229 | Wireless medication compliance sensing device, system, and related methods | A system and related methods for wireless medication compliance sensing is provided. The system includes a housing having a plurality of medication compartments. A breakable substrate is positioned on at least one side of the housing, wherein the breakable substrate covers an opening to the plurality of medication compartments. A sensor array is positioned on the at least one side of the housing. The sensor array has a plurality of resistors, wherein one of the plurality of resistors is positioned across one of the openings of the plurality of medication compartments. A wireless tag is connectable to the sensor array, the wireless tag comprising a transmitter, an accelerometer, and a sensing circuit, wherein the sensing circuit is adapted to scan the sensor array upon activation of the accelerometer, and wherein the transmitter transmits a signal having scanned sensor array data externally from the wireless tag. | 1. A system for wireless medication compliance sensing, the system comprising: a housing having a plurality of medication compartments; a breakable substrate positioned on at least one side of the housing, wherein the breakable substrate covers an opening of at least one of the medication compartments; a sensor array positioned on the at least one side of the housing and comprising: a plurality of conductive traces arranged in a matrix and comprising: a first conductive trace in a first row of the matrix; and a second conductive trace in a first column of the matrix, wherein the second conductive trace is electrically isolated from the first conductive trace; and a resistor positioned across the opening of the at least one of the medication compartments and coupled to the first conductive trace and the second conductive trace, wherein the resistor is configured to be broken in expelling contents of the at least one of the medication compartments; and a wireless tag connectable to the sensor array and comprising: a transmitter; a processor configured to communicate with the transmitter; an accelerometer configured to communicate with the processor; and a sensing circuit configured to scan the sensor array upon activation of the accelerometer; wherein the transmitter is configured to transmit a first signal externally from the wireless tag in response to receipt of a second signal from the processor, the first signal including scanned sensor array data, and the second signal increasing a transmission rate of the first signal by the transmitter.
2230 | Charging kiosk and massage chair system and apparatus | The Massage Chair System and Apparatus with Charging Kiosk includes elements for a massage chair comprised of massage system, a vending system, a charging system, and other advantageous components. The Massage Chair System and Apparatus with Charging Kiosk provide the ability to charge devices during the time a user enjoys a massage in the chair. The System and Apparatus with Kiosk has components including a timer; a power supply; and a kiosk that can attach to a chair or standalone. Once a person inserts money into the massage chair, the kiosk intercepts the amount inserted and turns on the power to the kiosk supplying power to USB ports and inductive charging pads, allowing a user to charge electronic devices. | 1. A seating system, comprising: at least one seating unit having a messaging component to mechanically provide a therapeutic manipulation of body tissue and a seat sized and shaped to allow a user to sit thereon so that said body tissue is adjacent to the messaging component; a recharger configured to re-charge a power source; at least one payment unit configured to receive payment for a massage service provided by the seating unit; and a processor programmed to initiate a first transition of an operational state of the recharger from a first operational state in which the recharger is disabled to a second operational state in which the recharger is enabled in response to the payment unit'ss reception of said payment for the message service, and initiate a second transition of the operational state of the recharger from the second operational state to the first operational state in response to an expiration of a paid amount of time for the message service; wherein the seating system provides a complimentary charging service for recharging the power source of an external electronic device while simultaneously providing the massage service.
2231 | Methods of decoding speech from the brain and systems for practicing the same | Provided are methods of decoding speech from the brain of a subject. The methods include detecting speech production signals from electrodes operably coupled to the speech motor cortex of a subject while the subject produces or imagines producing a speech sound. The methods further include deriving a speech production signal pattern from the detected speech production signals, and correlating the speech production signal pattern with a reference speech production signal pattern to decode speech from the brain of the subject. Speech communication systems and devices for practicing the subject methods are also provided. | 1. A method of decoding speech from the brain of a subject, comprising: detecting speech production signals from at least three electrodes directly in contact with the speech motor cortex of a subject while the subject produces or imagines producing a speech sound, wherein the speech motor cortex comprises ventral sensorimotor cortex; deriving a speech production signal pattern from the detected speech production signals; correlating the speech production signal pattern with a reference speech production signal pattern corresponding to features of speech associated with at least two speech articulators selected from the group consisting of lips, tongue, larynx, and jaw, to decode speech from the brain of the subject; and producing the speech decoded from the brain of the subject, wherein the speech is produced in an audible form or in a text form.
2232 | Antenna and implantable medical device | An antenna for an implantable medical device with a broadened bandwidth including at least two strut-like first conducting members, wherein each adjacent pair of first conducting members is connected by a second conducting member, wherein the second conducting member has the basic form of an at least partial round and/or polygonal plate, or of at least a part of a sphere and/or polyhedron, or a cross (or X), or a star, wherein the second conducting member further includes at least one through going opening, wherein the basic form fully encircles the opening. | 1. An antenna comprising: at least two strut-like first conducting members, wherein the at least two strut-like first conducting members run parallel to each other, and wherein each adjacent pair of first conducting members is connected by a second conducting member, wherein the second conducting member has the basic form of an at least partial round plate.
2233 | Adaptive inductive power supply | A contactless power supply has a dynamically configurable tank circuit powered by an inverter. The contactless power supply is inductively coupled to one or more loads. The inverter is connected to a DC power source. When loads are added or removed from the system, the contactless power supply is capable of modifying the resonant frequency of the tank circuit, the inverter frequency, the inverter duty cycle or the rail voltage of the DC power source. | 1. A method of operating an inductive power supply for a remote device, the method including the steps of: providing a control signal to a drive circuit of the inductive power supply to control application of power to a tank circuit of the inductive power supply; establishing, based on application of power to the tank circuit, an inductive coupling between the inductive power supply and the remote device; monitoring at least one operating characteristic of power in the inductive power supply after establishing the inductive coupling; based upon said monitoring step, reconfiguring the inductive power supply by adjusting a first operating parameter of the power supply, the first operating parameter being one of a resonant frequency of the tank circuit, an operating frequency of power applied to the tank circuit, a rail voltage of power applied to the tank circuit, and a duty cycle of power provided to the tank circuit; and adjusting a second operating parameter of the inductive power supply, the second operating parameter being different from the first operating parameter, the second operating parameter being one of the resonant frequency of the tank circuit, the operating frequency of power applied to the tank circuit, the rail voltage of power applied to the tank circuit, the duty cycle of power applied to the tank circuit, and a phase of the control signal provided to the drive circuitry.
2234 | Hand-held medical-data capture-device having a digital infrared sensor on a circuit board that is separate from a microprocessor and having interoperation with electronic medical record systems | In one implementation, an apparatus estimates body core temperature from an infrared measurement of an external source point using a cubic relationship between the body core temperature and the measurement of an external source point is described, estimates temperature from a digital infrared sensor and determines vital signs from a solid-state image transducer, or determines vital signs from a solid-state image transducer and estimates body core temperature from an infrared measurement of an external source point using a cubic relationship between the body core temperature and the measurement of an external source point; after which the estimated and/or determined information is transmitted to an external database. | 1. A device comprising: a first circuit board including: a microprocessor; a wireless communication subsystem that is operably coupled to the microprocessor and that is operable to transmit a representation of a temperature; a battery operably coupled to the microprocessor; and a first digital interface operably coupled to the microprocessor; a second circuit board including: a second digital interface, the second digital interface being operably coupled to the first digital interface; and a digital infrared sensor operably coupled to the second digital interface, the digital infrared sensor having ports that provide only digital readout signals, the digital infrared sensor comprising a low noise amplifier, an analog-to-digital converter, a digital signal processor, and a pulse width modulator (PWM) in a single industry standard package; wherein the digital infrared sensor is configured with no need for recalibration after an initial factory calibration with an emissivity range from 0.1 to 1.0; wherein the microprocessor is operable to receive from the ports of the digital infrared sensor the digital readout signals that are representative of an infrared signal, the infrared signal acquired from a forehead of a user and generated by the digital infrared sensor, and the microprocessor is further operable to determine the temperature from the received digital readout signals by using the PWM, and wherein no analog-to-digital converter is operably coupled between the digital infrared sensor and the microprocessor.
2235 | Hand-held medical-data capture-device having a digital infrared sensor with no analog sensor readout ports with no A/D converter and having interoperation with electronic medical record systems via an authenticated communication channel | In one implementation, an apparatus estimates body core temperature from an infrared measurement of an external source point using a cubic relationship between the body core temperature and the measurement of an external source point is described, estimates temperature from a digital infrared sensor and determines vital signs from a solid-state image transducer, or determines vital signs from a solid-state image transducer and estimates body core temperature from an infrared measurement of an external source point using a cubic relationship between the body core temperature and the measurement of an external source point; after which the estimated and/or determined information is transmitted to an external database. | 1. A non-touch thermometer to measure a temperature, the non-touch thermometer comprising: a microprocessor; a wireless communication subsystem that is operably coupled to the microprocessor and that is operable to transmit a representation of the temperature; a battery operably coupled to the microprocessor; a single button operable coupled to the microprocessor; a digital infrared sensor operably coupled to the microprocessor with no analog-to-digital converter operably coupled between the digital infrared sensor and the microprocessor, the digital infrared sensor having only digital readout ports, the digital infrared sensor comprising a low noise amplifier, an analog-to-digital converter, a digital signal processor, and a pulse width modulator (PWM) in a single industry standard package; wherein the digital infrared sensor is configured with no need for recalibration after an initial factory calibration with an emissivity range from 0.1 to 1.0, wherein the microprocessor is operable to receive from the digital readout ports a digital signal that is representative of an infrared signal, the infrared signal acquired from a forehead of a user and detected by the digital infrared sensor, and the microprocessor is further operable to determine the temperature from the received digital signal by using the PWM, wherein a connection is established by the wireless communication subsystem to an external device and data is pushed from the non-touch thermometer through the wireless communication subsystem, thereafter the external device controls flow of the data between the non-touch thermometer and the external device, wherein the connection further comprises an authenticated communication channel.
2236 | Non-invasive ventilation measurement | Determining the lung compliance and lung resistance of a subject undergoing respiratory therapy using non-invasive ventilation requires taking the presence of leaks into account. In particular, variable and unintentional leaks at or near a subject interface appliance may be dynamically determined based on an average resistance of the leak orifice of the subject. | 1. A system configured to measure respiratory parameters during application of non-invasive respiratory therapy of a subject, the system comprising: a non-invasive respirator configured to ventilate the subject, the non-invasive respirator comprising one or more processors configured to execute computer program modules, wherein the computer program modules comprise: a timing module configured to determine transitions in breathing between inhalations and exhalations; a passive compliance module configured to determine a passive exhalation lung compliance during an exhalation, wherein the determination by the passive compliance module is based on a passive lung model, and wherein the exhalation is demarcated based on the transitions; a passive resistance module configured to determine a passive exhalation lung resistance during the exhalation, wherein the determination by the passive resistance module is based on the passive lung model; an active compliance module configured to determine an active lung compliance that reflects an active lung model, wherein the active lung compliance is determined based on the passive exhalation lung compliance and a weight factor, the weight factor based on an obtained subject breathing mode; an active resistance module configured to determine an active lung resistance that reflects the active lung model, wherein the active lung resistance is determined based on the passive exhalation lung resistance and a weight factor, the weight factor based on the obtained subject breathing mode; a flow module configured to determine an instantaneous estimated subject flow, wherein the flow module takes a presence of both (i) instantaneous known respiratory circuit leaks and (ii) instantaneous unknown respiratory circuit leaks into account to determine the instantaneous estimated subject flow; and a user interface configured to communicate to a user one or more of the determined respiratory parameters during a period of respiratory therapy.
2237 | Alarm notification apparatus, system and method for diagnostic monitoring | An alarm notification apparatus includes an event detector for monitoring vital information of a body, such as a blood pressure and electrocardiogram, to check whether an anomalous event has occurred to the body. A reliability evaluator evaluates reliability of a result of detection of the anomalous event in the event detector. A notifier selects at least one addressee according to the reliability among plural predetermined addressees, and notifies the selected addressee of occurrence of the anomalous event. Preferably, a storage area is used for storing error log data expressing a false detection of an anomalous event in spite of non-occurrence of an anomalous event. Assuming that the event detector detects the anomalous event, the reliability evaluator obtains the reliability according to the error log data. Thus, it is possible to reduce influence of the false detection due to measurement artifact. | 1. An alarm notification apparatus comprising: a processor configured to perform the functions of: monitoring vital information of a patient body, to check whether an anomalous event has occurred to said patient body; evaluating reliability of a result of detection of said anomalous event in said monitoring vital information function; and selecting at least one addressee according to said reliability among plural predetermined addressees, and notifying said selected addressee of occurrence of said anomalous event; and an error storage for storing error log data indicating a false detection when the anomalous event has not actually occurred, but where the monitoring vital information function indicates occurrence of the anomalous event, wherein in a case where said monitoring vital information function detects said anomalous event, said evaluating reliability function obtains said reliability according to said error log data, wherein said monitoring vital information function outputs medical event record data, and wherein said evaluating reliability function acquires degree of coincidence between said medical event record data and said error log data recorded previously by comparison thereof, sets said reliability higher according to lowness of said degree of coincidence, and sets said reliability lower according to highness of said degree of coincidence.
2238 | Safety apparatus and system for use with eye protection | A safety system includes safety glasses and an apparatus. The safety glasses include an electronic system having a sensor configured to detect when the safety glasses are worn by a user and a wireless communication device. The apparatus includes a body housing an electrical isolation device and a wireless communication device. The body includes a first end defining a female electrical socket, a second end defining a male electrical plug and a fastening device coupled to the body and configured to move from an open position to a closed position in which an electrical cord that is electrically coupled to the body at one of the first end or the second end is also physically secured to the body by the fastening device. The electrical isolation device is configured to prevent current flow in the line conductor included in the body when the safety glasses are not being worn by the user. | 1. An apparatus to assist a user in employing safety glasses, the apparatus comprising: a body housing an electrical isolation device and a wireless communication device, the body including: a first end defining a female electrical socket configured to receive a male plug included in a first electrical cord; and a second end defining a male electrical plug configured to receive a female socket included in a second electrical cord; and a set of jaws including a hinged-end pivotally attached at the body configured to allow a movement of the set of jaws from an open position to a closed position, and a distal end configured to secure to a single one of the first electrical cord and the second electrical cord with each of the first electrical cord and the second electrical cord electrically coupled to the body at the first end and the second end, respectively, and the set of jaws in the closed position, wherein the apparatus is configured to prevent the respective one of the first electrical cord and the second electrical cord that is electrically coupled to the body and secured by the set of jaws to be electrically uncoupled from the body with the set of jaws in the closed position, wherein the apparatus is configured to permit the respective one of the first electrical cord and the second electrical cord that is not secured by the set of jaws to be electrically coupled to the body and electrically uncoupled from the body with the jaws in the closed position, wherein the electrical isolation device is located in series between a conductor included in the female electrical socket and a corresponding conductor included in the male electrical plug, wherein the wireless communication device is configured to receive a wireless signal transmitted from the safety glasses, the wireless signal providing information concerning whether the user is wearing the safety glasses, wherein the electrical isolation device is configured to prevent current flow between the conductor included in the female electrical socket and the corresponding conductor included in the male electrical plug when the safety glasses are not being worn by the user, and wherein the electrical isolation device is configured to complete an electrical circuit to allow current flow between the conductor included in the female electrical socket and the corresponding conductor included in the male electrical plug when the safety glasses are being worn by the user.
2239 | Field update of an ambulatory infusion pump system | Portable or ambulatory infusion devices and systems capable of remotely updating an ambulatory fluid delivery device include safety protocols that verify the status of the ambulatory fluid delivery device before and after a field update of software. Methods of accomplishing the same field update of software are also described. | 1. A method performed by software executable instructions on a hardware processor for remotely updating software on an ambulatory fluid delivery device comprising: from a computing system, interrogating the ambulatory fluid delivery device and obtaining data, from the ambulatory fluid delivery device, the data including a patient basal medication dosage profile and device history logs; by the computing system, verifying that the ambulatory fluid delivery device is compatible with a software update, including both verifying a memory capacity of the ambulatory fluid delivery device and confirming that a model of the ambulatory fluid delivery device is compatible with the software update; verifying that a user of the ambulatory fluid delivery device wishes to update software on the ambulatory fluid delivery device; sending the software update from the computing system to the ambulatory fluid delivery device; verifying that the ambulatory fluid delivery device is in a safe condition for the software update, including verifying an absence of error messages within a certain time period in the device history logs; performing the software update on the ambulatory fluid delivery device; and verifying that the ambulatory fluid delivery device in is a safe condition to perform as intended after the software update.
2240 | Adhesive and peripheral systems and methods for medical devices | A repeater system may control a pump by using a repeater and a user interface. An adhesive patch system may be used for affixing a pump or other object to a human body. Such an adhesive patch system may include two sets of adhesive members, each member including an adhesive material on at least one side so as to attach to the body. The members of the first set are spaced to allow the members of the second set to attach to the body in spaces provided between the members of the first set, and the members of the second set are spaced to allow members of the first set to detach from the body without detaching the members of the second set. Also, fill stations and base stations are provided for personal pump systems. | 1. An inserter system for insertion of an infusion device in fluid-flow communication with the inlet or outlet port of a reservoir and for insertion of a sensor, the insertion system comprising: a bridge comprising a cover for the infusion device and a cover for the sensor; an infusion device introduction needle and a sensor introduction needle supported by the bridge for movement between a retracted position and an extended position; an inserter housing for accommodating the bridge and for movement of the infusion device introduction needle and the sensor introduction needle between the retracted position and the extended position; an infusion device about the infusion device introduction needle and moveable with the infusion device introduction needle between the retracted position and the extended position; a sensor about the sensor introduction need and moveable with the sensor introduction needle between the retracted position and the extended position; an infusion device release located on the bridge for releasing the infusion device in the extended position upon the infusion device introduction needle and infusion device being moved to the extended position; and a sensor release located on the bridge for releasing the sensor in the extended position upon the sensor introduction needle and sensor being moved to the extended position.
2241 | MLCC filter on an AIMD circuit board with conductive ground pin attached to a hermetic feedthrough ferrule | An EMI/energy dissipating filter for an active implantable medical device (AIMD) is described. The filter comprises a first gold braze hermetically sealing the insulator to a ferrule that is configured to be mounted in an opening in a housing for the AIMD. A lead wire is hermetically sealed in a passageway through the insulator by a second gold braze. A circuit board substrate is disposed adjacent the insulator. A two-terminal chip capacitor disposed adjacent to the circuit board has an active end metallization that is electrically connected to the active electrode plates and a ground end metallization that is electrically connected to the at least one ground electrode plates of the capacitor. A ground path electrically extends between the ground end metallization of the chip capacitor and the ferrule. The ground path comprises a conductive pin electrically and mechanically connected to the ferrule by a third gold braze. The ground path comprises an internal ground plate disposed within the circuit board substrate, and the internal ground plate is electrically connected to both the conductive pin and the ground end metallization of the chip capacitor. An active path electrically extends between the active end metallization of the chip capacitor and the lead wire. | 1. A filtered feedthrough assembly for an active implantable medical device, the filtered feedthrough assembly comprising: a) a ferrule comprising an electrically conductive material, the ferrule comprising a ferrule opening, wherein a conductive ground pin is conductively and mechanically connected to the ferrule, and wherein the ferrule is configured to be attachable to an opening in a housing of an active implantable medical device; b) an insulator at least partially residing in the ferrule opening where a first gold braze hermetically seals the insulator to the ferrule, wherein at least one insulator passageway extends through the insulator to an insulator first end surface and an insulator second end surface; c) an electrically conductive lead wire residing in the insulator passageway where a second gold braze hermetically seals the lead wire to the insulator, the lead wire extending from a lead wire first portion to a lead wire second portion, wherein at least the lead wire second portion extends outwardly beyond the insulator second end surface; d) a circuit board comprising spaced apart circuit board first and second sides, wherein the circuit board first side is adjacent to the insulator second end surface, and wherein the circuit board comprises at least one circuit board ground plate; e) a circuit board first ground via hole extending through the circuit board ground plate, wherein a first ground via hole conductive material resides in the circuit board first ground via hole is conductively connected to the circuit board ground plate; f) a circuit board second ground via hole spaced from the circuit board first ground via hole and extending through the circuit board ground plate, wherein at least a portion of the ground pin connected to the ferrule resides in the circuit board second ground via hole where a second ground via hole conductive material conductively connects the ground pin to the circuit board ground plate; g) a circuit board active via hole extending through the circuit board, but being conductively isolated from the at least one circuit board ground plate, wherein at least a portion of the lead wire second portion extending outwardly beyond the insulator second end surface resides in the circuit board active via hole; and h) at least one two-terminal MLCC chip capacitor comprising a chip capacitor dielectric supporting at least one active electrode plate interleaved in a capacitive relationship with at least one ground electrode plate, wherein an active metallization is conductively connected to the at least one active electrode plate, and a ground metallization is connectively connected to the at least one ground electrode plate of the at least one two-terminal MLCC chip capacitor, i) wherein an active electrical path extends from the lead wire to the active metallization of the at least one two-terminal MLCC chip capacitor, and j) wherein a ground electrical path extends from the at least one two-terminal MLCC chip capacitor to the at least one circuit board ground plate and then to the ferrule, the ground electrical path comprising: A) a ground electrical trace of the circuit board extending from a ground trace first portion to a ground trace second portion, wherein the ground trace first portion is conductively connected to the ground metaiiization of the at least one two-terminal MLCC chip capacitor, and wherein the ground trace second portion is conductively connected to the first ground via hole conductive material residing in the circuit board first ground via hole and being conductively connected to the circuit board ground plate; and B) the ground pin residing in the circuit board second ground via hole being conductively connected to the circuit board ground plate by the second ground via hole conductive material, the ground pin being conductively and mechanically connected to the ferrule.
2242 | Biocompatible and implantable optical conduits | The present disclosure provides advantageous optical conduit assemblies (e.g., biocompatible and implantable optical conduit assemblies), and related methods of use. More particularly, the present disclosure provides advantageous optical conduit assemblies (e.g., polydimethylsiloxane ("PDMS")-based optical conduit assemblies) configured to power implantable devices (e.g., neural micro-stimulators or deep brain stimulators or the like) or to be used in optogenetic stimulation. In general, the exemplary optical conduit assemblies can be used for applications where energy needs to be transmitted to deep locations inside the body or brain without using electrical wires. Therefore, implantable devices that need to be powered (e.g., neural prosthetics) can be powered from an external light source using an optical conduit and an optical-to-electrical converter (e.g., a photodiode) attached to the end of the optical conduit on the inside., | 1. An optical conduit assembly comprising: an optical conduit positioned in a first desired anatomical location, the optical conduit configured to wirelessly transmit optical energy to an implantable device positioned in a second desired anatomical location, the first desired anatomical location different and spaced apart from the second desired anatomical location with anatomical tissue positioned between the first desired anatomical location and the second desired anatomical location; a light source configured to deliver optical energy to the optical conduit; wherein after the light source delivers optical energy to the optical conduit, the optical conduit wirelessly transmits optical energy from the first desired anatomical location to the implantable device positioned at the second desired anatomical location, with the optical energy travelling through the anatomical tissue positioned between the first desired anatomical location and the second desired anatomical location.
2243 | Biometric assessment in fitness improvement | In some embodiments, an automated system comprises one or more biometric sensors, an interactive screen, and an exercise routine generation application communicable with a mobile application. In some embodiments, the mobile application receives data from an automated station and displays exercise routines, other exercise information, or both. In some embodiments, the mobile application includes a scanner to scan labels, other indicia, or physical or other features of an exercise machine or other exercise apparatus to identify the machine or apparatus. In some embodiments, the mobile application communicates with one or more local or remote databases identifying differing exercise facility locations within a geographic area and identifying exercise apparatus available in each of the differing facilities. | 1. An automated exercise workout generation method comprising: A. electronically measuring, using a weighing scale, a user'ss weight; B. electronically measuring, using voltage and current associated with two or more electrical sensors in communication with the user'ss body, the user'ss bioimpedance; C. electronically generating or retrieving at least one first exercise workout recommendation based on said measured weight and bioimpedance; D. electronically retrieving or generating at least one second exercise workout recommendation based on said measured weight and bioimpedance; E. electronically modifying none, some, or all of said at least one first exercise workout recommendation to more closely conform to any portion of said at least one second exercise workout recommendation to create a third exercise workout recommendation; F. electronically providing said third exercise workout recommendation to said user prior to said user performing said third exercise workout recommendation; and G. electronically storing said third exercise workout recommendation together with the measured weight of said user and the measured bioimpedance of said user; wherein said second exercise workout recommendation is retrieved from at least one database whenever said first exercise workout recommendation is generated, and said second exercise workout recommendation is generated whenever said first exercise workout recommendation is retrieved from said at least one database.
2244 | Short-wave infrared super-continuum lasers for natural gas leak detection, exploration, and other active remote sensing applications | A measurement system performs non-destructive quality control or constitutive analysis using a light source generating an output optical beam using semiconductor sources that generate an input optical beam, a multiplexer configured to receive the input beam and to form an intermediate optical beam, and fibers configured to receive the intermediate beam and to form the output beam. The fibers include a fused silica fiber having a core diameter less than 400 microns. The output beam includes wavelengths between 700 and 2500 nanometers and has a bandwidth of at least 10 nanometers. The system includes a measurement apparatus that receives the output beam and delivers the beam to a sample to generate a spectroscopy beam. A receiver is configured to receive the spectroscopy beam and process the beam to generate an output signal. The light source and receiver are remote from the sample, which includes plastics or food industry goods. | 1. A measurement system comprising: a light source configured to generate an output optical beam, comprising: a plurality of semiconductor sources configured to generate an input optical beam; a multiplexer configured to receive at least a portion of the input optical beam and to form an intermediate optical beam; one or more fibers configured to receive at least a portion of the intermediate optical beam and to form the output optical beam; wherein at least a portion of the one or more fibers comprises a fused silica fiber having a core diameter less than 400 microns; wherein the output optical beam comprises one or more optical wavelengths, at least a portion of which are between 700 nanometers and 2500 nanometers; and wherein the output optical beam has a bandwidth of at least 10 nanometers; a measurement apparatus configured to receive a received portion of the output optical beam and to deliver a delivered portion of the output optical beam to a sample, wherein the delivered portion of the output optical beam is configured to generate a spectroscopy output beam from the sample; and a receiver configured to receive at least a portion of the spectroscopy output beam having a bandwidth of at least 10 nanometers and to process the at least a portion of the spectroscopy output beam to generate an output signal; wherein the light source and the receiver are remote from the sample, wherein the sample comprises plastics or food industry goods, and wherein the measurement system performs non-destructive quality control or constitutive analysis.
2245 | Ultrasound bone phantom material compatible with MRI | A method of fabricating ultrasound bone phantom material compatible with magnetic resonance imaging (MRI) is provided. The bone phantom material has ultrasound and physical parameters that are characteristic of human cortical and trabecular bones, and is well suited for the fabrication of bone phantoms intended for the development and testing of ultrasound medical diagnostic imaging techniques as well as high-intensity focused ultrasound (HIFU) therapy methods and other MRI imaging applications. | 1. An ultrasound bone phantom material compatible with MRI comprising: a) a blended mixture resin binder including a resin and a resin hardener; b) a diamagnetic micron-scale solid filler component; and c) a diamagnetic submicron solid filler component.
2246 | System and method for enabling a motor controller to communicate using multiple different communication protocols | A motor controller including a communication port and a computing device coupled to the communication port is described. The computing device is capable of communicating using a plurality of communication protocols and is configured to detect that an external device has connected to the communication port. The computing device is further configured to identify a first communication protocol used by the external device, wherein the first communication protocol is one of the plurality of communication protocols, and communicate with the external device using the first communication protocol. | 1. A method for enabling communication between a motor controller and an external device, said method comprising: detecting, by a computing device in the motor controller, a voltage change at a communication port coupled to the computing device to determine that the external device has connected to the communication port; transmitting, by the computing device, an initial communication to the external device using a first communication protocol of a plurality of communication protocols stored on a memory of the motor controller upon determining that the external device has connected to the communication port; when a response is received from the external device using the first communication protocol, identifying, by the computing device, the first communication protocol as the protocol used by the external device and communicating with the external device thereafter using the first communication protocol to receive a command from the external device to set a speed of the motor; and when no response to the initial communication is received after a predetermined time period: transmitting a second communication to the external device using a second communication protocol; when a response is received from the external device using the second communication protocol, communicating with the external device thereafter using the second communication protocol; and determining that the external device does not communicate using the second communication protocol after the predetermined amount of time has elapsed and said computing device has not received a communication from the external device using the second communication protocol.
2247 | Modular smart necklace | A smart necklace includes a first pod having a proximate connector and a component electrically coupled to the proximate connector that can receive input data or output data. The necklace also includes a second pod having a proximate connector and a component electrically coupled to the proximate connector that can receive input data or output data. The necklace also includes a curved main unit having a first connector removably, pivotably and electrically coupled to the proximate connector of the first pod and a second connector configured to be removably, pivotably and electrically coupled to the proximate connector of the second pod. The main unit also includes a mobile processor for receiving the input data from at least one of the first pod or the second pod, determining output data based on the input data, and outputting the output data via the first pod or the second pod. | 1. A modular computing necklace comprising: a first pod having an outer casing, a proximate connector mechanically coupled to the outer casing, and a first component electrically coupled to the proximate connector and configured to at least one of receive input data or output data; a second pod having an outer casing, a proximate connector mechanically coupled to the outer casing, and a second component electrically coupled to the proximate connector and configured to at least one of receive input data or output data; a biometric security pod having an outer casing, a proximate connector mechanically coupled to the outer casing, and a biometric sensor configured to detect biometric information; and a main unit having: an outer casing having a curvature, a first connector coupled to the outer casing and configured to be removably, pivotably and electrically coupled to the proximate connector of at least one of the first pod, the second pod, or the biometric security pod, a second connector coupled to the outer casing and configured to be removably, pivotably and electrically coupled to the proximate connector of at least one of the first pod, the second pod, or the biometric security pod such that the outer casing of the main unit can rest on a back of a neck and the outer casing of at least one of the first pod, the second pod, or the biometric security pod can each rotate about a shoulder, a battery for providing power to the first component and the second component, a memory configured to store an authorized biometric, and a mobile processor electrically coupled to the first connector and the second connector and configured to: determine a desired function to be performed, determine that insufficient components exist when the mobile processor cannot perform the desired function using any components that are electrically connected to the mobile processor, output a notification via at least one of the first pod or the second pod indicating that additional components are required for the mobile processor to perform the desired function when the insufficient components exist, receive the input data from at least one of the first pod or the second pod, determine output data based on the received input data and the desired function to be performed when sufficient components exist, output the output data via at least one of the first pod or the second pod when the sufficient components exist, and prevent the output data from being output when the detected biometric information fails to match the stored authorized biometric.
2248 | Tracking and monitoring apparatus and system | A programmable mobile unit for a portable host, such as a person, comprising a microcontroller in communication with each of a detachable freespace communication module for communication with a control center, a GPS unit for communication with at least a GPS satellite system and a biometric sensor for monitoring and identifying the host. | 1. A programmable mobile unit that is wearable by a host person, comprising: a detachable freespace communication module for communication with a control center; a GPS unit operable to take up communication with at least a GPS satellite system; a biometric sensor arranged to monitor the host person and thereby obtain biological data specific to the host person, the biometric sensor comprising a plurality of body contacting elements; and a microcontroller operable to take up communication with each of the communication module, the GPS unit and the biometric sensor, and to process the biological data in order to identify the host person by mapping the biological data against a biometric signature; wherein the programmable mobile unit is wearable on a wrist of the host person; wherein the microcontroller includes an interpretation program stored in a memory of the microcontroller; wherein the interpretation program detects exception values falling outside allowable tolerances defined in a database stored in the memory of the microcontroller; wherein the interpretation program prioritizes the exception values falling outside allowable tolerances defined in the database; wherein the interpretation program selects those exception values which indicate that the host person is encountering significant difficulties; wherein the microcontroller transmits the selected exception values to the control center via the communications module in communication with the microprocessor.
2249 | Methods and systems for acoustic data transmission | A method of communicating with an ingestible capsule includes detecting the location of the ingestible capsule, focusing a multi-sensor acoustic array on the ingestible capsule, and communicating an acoustic information exchange with the ingestible capsule via the multi-sensor acoustic array. The ingestible capsule includes a sensor that receives a stimulus inside the gastrointestinal tract of an animal, a bidirectional acoustic information communications module that transmits an acoustic information signal containing information from the sensor, and an acoustically transmissive encapsulation that substantially encloses the sensor and communications module, wherein the acoustically transmissive encapsulation is of ingestible size. The multi-sensor array includes a plurality of acoustic transducers that receive an acoustic signal from a movable device, and a plurality of delays, wherein each delay is coupled to a corresponding acoustic transducer. Each delay may be adjusted according to a phase of a signal received by the corresponding acoustic transducer. | 1. A transmitter, comprising: a bit splitter configured to parse an information signal into a first data stream and a second data stream; a differential frequency shift keying (DFSK) switch configured to select a first carrier frequency as a DFSK data stream when the second data stream is at a first logical value or a second carrier frequency as the DFSK data stream when the second data stream is at a second logical value; a phase shifting module configured to alter a phase of the DFSK data stream to produce a phase shifted DFSK data stream; a multiplier configured to multiply the first data stream by a delayed representation of an output of the multiplier to provide a differential phase shift keying (DPSK) switch control signal; a DPSK switch configured to select the phase shifted DFSK data stream when the DPSK switch control signal is at the first logical value or the DFSK data stream when the DPSK switch control signal is at the second logical value to generate a combined DFSK and DPSK data stream; and a radiating element configured to convert the combined DFSK and DPSK data stream to an acoustic representation to generate an acoustic communication signal.
2250 | Method and device for audio recording | An acquisition system includes a processor, one or more sensors operatively coupled to the processor where the one or more sensors acquire at the ear, on the ear or within an ear canal, one or more of acceleration, blood oxygen saturation, blood pressure or heart-rate, and the one or more sensors configured to monitor a biological state or a physical motion or both for an event. The event can be a detection of a discrepancy when compared with a set of reference data by the one or more sensors or the biological state or the event can be one of a detection of an abrupt movement of a headset operatively coupled to the processor, a change in location of an earpiece operatively coupled the processor, a touching of the headset, a recognizing of a voice command, a starting or ending of a phone call, or a scheduled time. | 1. An acquisition system comprising: a processor; one or more sensors operatively coupled to the processor, wherein the one or more sensors acquire at the ear, on the ear or within an ear canal, one or more of acceleration, blood oxygen saturation, blood pressure or heart-rate, the one or more sensors configured to monitor a biological state or a physical motion or both for an event and to provide resulting biometric data from the one or more sensors, the processor configured to analyze a portion of the biological state or the physical motion; and wherein the processor is configured to respond to the event being a detection of a discrepancy when compared with a set of reference data by the one or more sensors that monitor the physical motion or the biological state, wherein the processor initiates a response when a sudden discrepancy is detected between the resulting biometric data and the set of reference data a touching of a headset which is operatively coupled to the processor, a starting or ending of a phone call, or a fall detected by the one or more sensors that monitor the physical motion or a biometric discrepancy detected by the one or more sensors.
2251 | Hand-held medical-data capture-device having variation amplification and having detection of body core temperature by a microprocessor from a digital infrared sensor and interoperation with electronic medical record systems via an authenticated communication channel | In one implementation, an apparatus estimates body core temperature from an infrared measurement of an external source point using a cubic relationship between the body core temperature and the measurement of an external source point is described, estimates temperature from a digital infrared sensor and determines vital signs from a solid-state image transducer, or determines vital signs from a solid-state image transducer and estimates body core temperature from an infrared measurement of an external source point using a cubic relationship between the body core temperature and the measurement of an external source point; after which the estimated and/or determined information is transmitted to an external database. | 1. A device comprising: a microprocessor; a battery operably coupled to the microprocessor; a camera operably coupled to the microprocessor and providing at least two images to the microprocessor; a digital infrared sensor operably coupled to the microprocessor, the digital infrared sensor having only digital readout ports; and a wireless communication subsystem that is operably coupled to the microprocessor and that is operable to transmit a representation of a temperature of a human, wherein the microprocessor is operable to receive from the digital readout ports a digital signal that is representative of an infrared signal detected by the digital infrared sensor and the microprocessor is operable to determine the temperature of the human from the digital signal that is representative of the infrared signal and the microprocessor including a cropper that is operable to receive the at least two images and operable to crop the at least two images to exclude a border area of the images, generating at least two cropped images, the microprocessor also including a temporal-variation-amplifier of the at least two cropped images that is operable to generate a temporal variation of the at least two cropped images, the microprocessor also including a vital-sign generator that is operably coupled to the temporal-variation-amplifier that is operable to generate at least one vital sign from the temporal variation, wherein a connection is established by the wireless communication subsystem to an external apparatus and the temperature and vital sign data is pushed from the device through the wireless communication subsystem, thereafter the external apparatus controls flow of the data between the device and the external apparatus, wherein the connection further comprises an authenticated communication channel.
2252 | Hand-held medical-data capture-device having detection of temperature by a microprocessor from a signal from a digital infrared sensor on a separate circuit board with no A/D converter and having interoperation with electronic medical record systems to transmit the temperature and device information | In one implementation, an apparatus estimates body core temperature from an infrared measurement of an external source point using a cubic relationship between the body core temperature and the measurement of an external source point is described, estimates temperature from a digital infrared sensor and determines vital signs from a solid-state image transducer, or determines vital signs from a solid-state image transducer and estimates body core temperature from an infrared measurement of an external source point using a cubic relationship between the body core temperature and the measurement of an external source point; after which the estimated and/or determined information is transmitted to an external database. | 1. A device comprising: a first circuit board including: a microprocessor; a wireless communication subsystem that is operably coupled to the microprocessor and that is operable to transmit a representation of a temperature; a battery operably coupled to the microprocessor; a display device operably coupled to the microprocessor; a single button operably coupled to the microprocessor; and a first digital interface operably coupled to the microprocessor; a second circuit board including: a second digital interface, the second digital interface being operably coupled to the first digital interface; and a digital infrared sensor operably coupled to the second digital interface, the digital infrared sensor having ports that provide only digital readout signals, the digital infrared sensor comprising a low noise amplifier, an analog-to-digital converter, a digital signal processor, and a pulse width modulator (PWM) in a single industry standard package; wherein the digital infrared sensor is configured with no need for recalibration after an initial factory calibration with an emissivity range from 0.1 to 1.0; wherein the microprocessor is operable to receive from the ports of the digital infrared sensor the digital readout signals that are representative of an infrared signal, the infrared signal acquired from a forehead of a user and generated by the digital infrared sensor, and the microprocessor is further operable to determine the temperature from the received digital readout signals by using the PWM, and wherein no analog-to-digital converter is operably coupled between the digital infrared sensor and the microprocessor, wherein the wireless communication subsystem further comprises a component that is operable to transmit a representation of date and time, operator identification, patient identification and manufacturer, model number and firmware revision of the device.
2253 | Hand-held medical-data capture-device having determination of a temperature by a microprocessor from a signal from a digital infrared sensor having only digital readout ports and the digital infrared sensor having no analog sensor readout ports and having interoperation with electronic medical record systems on a specific segment of a network to transmit the temperature and device information | In one implementation, an apparatus estimates body core temperature from an infrared measurement of an external source point using a cubic relationship between the body core temperature and the measurement of an external source point is described, estimates temperature from a digital infrared sensor and determines vital signs from a solid-state image transducer, or determines vital signs from a solid-state image transducer and estimates body core temperature from an infrared measurement of an external source point using a cubic relationship between the body core temperature and the measurement of an external source point; after which the estimated and/or determined information is transmitted to an external database. | 1. A non-touch thermometer to measure a temperature, the non-touch thermometer comprising: a microprocessor; a wireless communication subsystem that is operably coupled to the microprocessor and that is operable to transmit a representation of the temperature; a camera operably coupled to the microprocessor and providing at least two images to the microprocessor; a digital infrared sensor operably coupled to the microprocessor with no analog-to-digital converter operably coupled between the digital infrared sensor and the microprocessor, the digital infrared sensor having only digital readout ports, the digital infrared sensor comprising a low noise amplifier, an analog-to-digital converter, a digital signal processor, and a pulse width modulator (PWM) in a single industry standard package; wherein the digital infrared sensor is configured with no need for recalibration after an initial factory calibration with an emissivity range from 0.1 to 1.0, wherein the microprocessor is operable to receive from the digital readout ports a digital signal that is representative of an infrared signal detected by the digital infrared sensor and the microprocessor is operable to determine the temperature from the received digital signal by using the PWM.
2254 | Hand-held medical-data capture-device having determination of a temperature by a microprocessor from a signal from a digital infrared sensor and having interoperation with electronic medical record systems to transmit the temperature and device information | In one implementation, an apparatus estimates body core temperature from an infrared measurement of an external source point using a cubic relationship between the body core temperature and the measurement of an external source point is described, estimates temperature from a digital infrared sensor and determines vital signs from a solid-state image transducer, or determines vital signs from a solid-state image transducer and estimates body core temperature from an infrared measurement of an external source point using a cubic relationship between the body core temperature and the measurement of an external source point; after which the estimated and/or determined information is transmitted to an external database. | 1. A non-touch thermometer to measure a human vital sign, the non-touch thermometer comprising: a microprocessor; a battery operably coupled to the microprocessor; a single button operably coupled to the microprocessor; a camera operably coupled to the microprocessor and operable to capture at least two images to a memory; wherein the microprocessor includes a pixel-examination-module that is operable to examine pixel values of the at least two images in the memory, a temporal-variation module that is operable to determine temporal variation of the pixel values between the at least two images, a signal processing module that is operable to amplify the temporal variation resulting in amplified temporal variation, and a vital-sign generator that is operably coupled to the signal processing module that generates the human vital sign from the temporal variation; a wireless communication subsystem that is operably coupled to the microprocessor and that is operable to transmit a representation of the human vital sign; and a display device that is operably coupled to the microprocessor that displays the human vital sign, wherein the wireless communication subsystem further comprises a component that is operable to transmit a representation of date and time, operator identification, patient identification and manufacturer, model number and firmware revision of the non-touch thermometer.
2255 | Method for monitoring a physiological characteristic of human body based on WBAN | The provided are a method and system for monitoring one or more physiological characteristic based on WBAN. The method includes: an node of a micro-network for monitoring the human body acquires physiological characteristic information of the human body; and a hub of the micro-network for monitoring the human body recognizes at least one identifier for identifying a physiological status of the human body according to the acquired physiological characteristic information of the human body, and selects, according to the at least one identifier for identifying the physiological status of the human body, whether to send the physiological characteristic information of the human body to a medical monitoring system terminal via a wireless network or not. According to the method, sign information of the monitored human body may be mastered in first time to provide a strong basis for subsequent treatment. | 1. A method for monitoring one or more physiological characteristics of a human body based on a Wireless Body Area Network (WBAN), applied in a micro-network for monitoring the human body based on a WBAN-technology, wherein the micro-network comprises a hub and at least one node arranged on a body surface of a monitored human body or inside the monitored human body, and the method comprises: acquiring, by the node, physiological characteristic information of the human body; and recognizing, by the hub, at least one identifier for identifying a physiological status of the human body according to the acquired physiological characteristic information of the human body, and selecting, by the hub, according to the at least one identifier for identifying the physiological status of the human body, whether to send the physiological characteristic information of the human body to a medical monitoring system terminal via a wireless network or not; wherein the node is activated to acquire the physiological characteristic information of the human body after receiving an instruction of the hub; wherein, when the node is not activated by the hub, the following processing is performed respectively: when the node is in an inactive state in a non-wakeup beacon period, the node enters a hibernating state; when the node is in a wakeup beacon period, and is not required to receive a beacon, the node is in the inactive state within transmission time of the beacon; and when the node is not required to transmit a management type frame or a data type frame, the node is in the inactive state in a dedicated access stage and random access stage of a superframe.
2256 | Handling vehicle accidents using a mobile terminal | A mobile terminal includes a terminal body that is wearable on a part of a user's body. A wireless communication unit of the mobile terminal connects to an e-Call system of a vehicle and receives information related to a state of the vehicle. A detecting unit of the mobile terminal detects a biometric signal of the user that is sensed by at least one sensor provided in the terminal body. A controller is configured to, based on an accident event of the vehicle being detected from the received information related to the state of the vehicle, analyze the detected biometric signal to obtain state information of the user. Based on a predetermined condition being satisfied, the controller cooperates with the e-Call system of the vehicle and transmits the obtained state information of the user and the information related to a state of the vehicle to a call center. | 1. A mobile terminal comprising: a terminal body configured to be wearable on a part of a user'ss body; a wireless communication unit configured to connect to an e-Call system of a vehicle when the user wearing the terminal body enters the vehicle and to receive information related to a state of the vehicle; a detecting unit configured to detect a biometric signal of the user that is sensed by at least one sensor provided in the terminal body; and a controller configured to: based on an accident event of the vehicle being detected from the received information related to the state of the vehicle, analyze the detected biometric signal to obtain state information of the user, based on a predetermined condition being satisfied, cooperate with the e-Call system of the vehicle and transmit the obtained state information of the user and the information related to a state of the vehicle to a call center, periodically obtain, based on the detected biometric signal, state information of the user after transmitting, to the call center, first state information of the user obtained at a first point in time after the accident event of the vehicle was detected, compare the first state information of the user obtained at the first point in time with second state information of the user obtained at a second point in time, the second point in time occurring after the first point in time, and based on results of comparing the first state information with the second state information, request a varied accident handling service to the call center, wherein based on detecting that an abnormal signal of state information of the user obtained at the second point in time is smaller than an abnormal signal of state information of the user obtained at the first point in time, information regarding a medical institution nearest to a current location of the vehicle is provided.
2257 | Rotor with a backplane bus having electrical connection elements to make electrical contact with electrical components in a medical apparatus, as well as rotating unit and medical apparatus with such a rotor | A rotor of a computed tomography apparatus has a rotatable mechanical support frame for mechanical retention of electrical components and electrical connection elements for electrical connection with electrical components of the computed tomography apparatus, with the electrical connection elements arranged in at least one backplane bus. A rotating unit and a computed tomography apparatus embody such a rotor. | 1. A rotor of a computed tomography apparatus, comprising: a rotatable mechanical support frame that extends in a plane completely around a central opening therein, configured for rotatable mounting in an x-ray computed tomography apparatus so as to rotate, in said plane that includes said central opening, around a central axis that proceeds through said central opening, and configured to mechanically retain a plurality of x-ray computed tomography data-producing electrical components circumferentially distributed around said central opening; and at least one backplane bus mechanically attached to said support frame and having a central opening therein that is concentric with the central opening in the mechanical support frame, said at least one backplane bus also extending in a plane completely around the central opening therein, so as to be planarly adjacent to said mechanical support frame, said backplane bus comprising a plurality of electrical connection elements thereon configured to place said x-ray computed tomography data-producing electrical components in electrical communication with each other on said support frame.
2258 | Interactive medication management system | Interactive medicine management systems and methods comprising integrated elements using a network processor to provide assistance to individuals in order to organize and monitor patient compliance in the administration of one or more medications are provided. | 1. An apparatus comprising: (a) a dispenser body having a housing; (b) a door, said door being connected to said housing, said door being commandable to an open position or a closed position to allow a user to load or to access a medicine stored within said housing; (c) a carousel, said carousel having at least one compartment, said carousel being mounted within said housing, said carousel being commandable to rotate said at least one compartment to at least one position associated with a location of said medicine; (d) an interactive touchscreen, said touchscreen being mounted within said housing, said touchscreen being configured to command said door to an open or a closed position and to command said carousel to said at least one position associated with a location of said medicine; (e) an antenna, said antenna being mounted within said housing; (f) a sensor assembly, said sensor assembly being configured to detect the presence or the absence of said medicine in said at least one compartment, said sensor assembly including a plurality interdigitating tabs configured to provide location data for a plurality of carousel positions, said plurality of interdigitating tabs protruding from said carousel, wherein an infrared sensor provides an on-off state to decipher a particular combination of said plurality of interdigitating tabs corresponding to said at least one compartment holding a known medicine; and (g) a machine to machine (M2M) cell radio processor, said processer being mounted within said dispenser body housing, said processor being capable of communicating with a wireless cell radio network, wherein said processor sends or receives a telemetry data set to said network for monitoring a compliance of a user with a predetermined medicine schedule, said network further including a machine to machine (M2M) secure virtual private network connection.
2259 | Systems, protective casings for smartphones, and associated methods to enhance use of an automated external defibrillator (AED) device | Embodiments of the invention include systems, protective casings for smartphones, and associated methods to enhance use of an automated external defibrillator (AED) device before arrival of emergency medical personnel. A system can include a smartphone and a protective casing abuttingly contacting one or more side portions of the smartphone and retaining the smartphone positioned therein. The smartphone can include a defibrillation control module to control defibrillation of a victim of sudden cardiac arrest. The protective casing can include sensors, capacitors, and extendable electrode pads. The protective casing further can include a check module to determine whether the victim's heart rhythm requires an electrical shock to reestablish a normal heart rhythm, a space module to measure presence and amount of preselected materials relatively near the system, and a shock module to activate the one or more capacitors and generate an electrical current to deliver an electrical shock to the victim's chest. | 1. A system to enhance use of an automated external defibrillator (AED) device before arrival of emergency medical personnel, the system comprising: a mobile phone configured to communicate with the Internet thereby to define a smartphone, the smartphone configured to include: one or more processors thereby to define smartphone processors, one or more input and output units in communication with the smartphone processors and further in communication with one or more communication networks, one or more displays in communication with the smartphone processors, one or more speakers in communication with the smartphone processors, one or more microphones in communication with the smartphone processors, and non-transitory memory medium in communication with the smartphone processors and configured to include one or more smartphone modules, each of the smartphone modules including computer-readable instructions stored in the computer-readable medium that when executed by the smartphone processors cause the smartphone processors to perform operations, the one or more smartphone modules including: a defibrillation control module to control defibrillation of a victim; and a protective casing abuttingly contacting one or more side portions of the smartphone and retaining the smartphone positioned therein, the protective casing configured to include: one or more processors thereby to define casing processors, one or more input and output units in communication with the casing processors and further in communication with the smartphone processors, one or more sensors in communication with the casing processors, one or more capacitors in communication with the casing processors, two or more extendable electrode pads in communication with the casing processors and configured to transmit a current responsive to activation of the one or more capacitors, non-transitory memory medium in communication with the casing processors and configured to include a plurality of casing modules, each of the casing modules including computer-readable instructions stored in the computer-readable medium of the protective casing that when executed by the casing processors cause the casing processors to perform operations, the plurality of casing modules including: a check module to determine, by use of the two or more extendable electrode pads and the one or more sensors, whether the victim'ss heart rhythm requires an electrical shock to reestablish a normal heart rhythm responsive to the defibrillation control module, a space module to measure, by use of the one or more sensors, presence and amount of preselected materials relatively near the system thereby to define environmental data responsive to the check module, and a shock module to activate the one or more capacitors and generate an electrical current between the two or more extendable electrode pads to deliver an electrical shock to the victim'ss chest by use of the two or more extendable electrode pads responsive to the check module, the space module, and the defibrillation control module.
2260 | Reverse battery protection device and operating method thereof | A wearable device includes: a touch screen; an acceleration sensor configured to generate an acceleration signal; an optical sensor using a light source and configured to generate a touch interrupt signal; and a control unit configured to detect a wearing state of the wearable device, the wearing state of the wearable device including a not-wearing state for the wearable device, a wrist wearing state, and a hand gripping state on the basis of the acceleration signal and the touch interrupt signal, and to execute a function corresponding to the wearing state of the wearable device. | 1. A wearable device comprising: a touch screen configured to display information; an acceleration sensor configured to generate an acceleration signal; an optical sensor comprising a light source and configured to generate a touch interrupt signal; and a control unit configured to: determine a wearing state of the wearable device based on the acceleration signal or the touch interrupt signal, the wearing state comprising a not-wearing state, a wrist-wearing state, or a hand-gripping state; and execute a function corresponding to the determined wearing state; display a first screen representing that the touch screen is turned off if the wearable device is in the not-wearing state, display a second screen representing a watch screen if the wearable device is in the wrist wearing state, and display a third screen including notification information if the wearable device is in the hand gripping state, wherein each of the first screen, the second screen and the third screen is a lock screen or a lock release screen, the lock screen is a screen for limiting an access of an application in the wearable device, and the lock release screen is a screen for allowing the access of the application in the wearable device.
2261 | Information processing to improve sleep efficiency | The present technique relates particularly to an information processing device, an information processing method, and a program which can improve sleep efficiency. The information processing device according to one aspect of the present technique has: an acquisition unit which acquires information which indicates an action schedule of a user; and a first determination unit which determines whether the user needs to wake up or sleep, and determines the degree of necessity of waking up when determining that the user needs to wake up and the degree of necessity of sleeping when determining the user needs to sleep, according to the action schedule of the user. The present technique is applicable to a mobile device such as a mobile telephone, a PDA and a digital camera. | 1. An information processing device, comprising: an acquisition unit configured to acquire first information which indicates an action schedule of a user; a first determination unit configured to: determine at least one of whether the user needs to wake up or whether the user needs to sleep; determine a first score based on the action schedule of the user, wherein the first score indicates at least one of a degree of necessity of waking up based on the determination that the user needs to wake up or a degree of necessity of sleeping based on the determination that the user needs to sleep; a second determination unit configured to calculate a second score which indicates a first degree of sleepiness of the user based on sensor data detected by at least one sensor, wherein the information processing device is configured to upload the sensor data to a server; a selection unit configured to select content of different atmospheres based on at least one of the first score and the second score, wherein the selected content changes the sleepiness of the user; a playback unit configured to play back the selected content of the different atmospheres based on the second score; and a detection unit configured to compare, based on the playback of the selected content and based on the change of the sleepiness of the user, the second score that indicates a second degree of the sleepiness of the user with a threshold value.
2262 | Exercise history information managing method and electronic device supporting the same | An electronic device is provided. The electronic device includes a processor configured to record exercise history information relating to an exercise performed by a user of the electronic device, and a memory configured to store the exercise history information, wherein the processor is configured to record the exercise history information continuously if an exercise application of the electronic device is unintentionally terminated, and retrieve the stored exercise history information when the exercise application is restarted. | 1. An electronic device, comprising: a display; a processor configured to record exercise history information relating to an exercise performed by a user of the electronic device; and a memory configured to store the exercise history information; wherein the processor is configured to: record the exercise history information continuously if an exercise application of the electronic device is unintentionally terminated, retrieve the stored exercise history information when the exercise application is restarted, and output at least one of a user interface on the display and audio information for notifying the user of an unintentional termination of the exercise application during the exercise.
2263 | Platinum containing conductive paste | An electroconductive hole plug paste comprising about 60-80 wt % of platinum particles, about 10-20 wt % of Al2O3, and about 10-20 wt % of organic vehicle, based upon 100% total weight of the paste, wherein the organic vehicle includes at least one viscosity-modifying component in an amount sufficient to provide the electroconductive hole plug paste with a viscosity of about 800-1,500 kcPs, is provided. A ceramic substrate assembly for an implantable medical device having the electroconductive hole plug paste of the invention, and a method of forming the same, are also provided. | 1. A substrate assembly for an implantable medical device, comprising: at least one alumina substrate having a front and back surface and at least one hole extending from the front surface to the back surface a hole plug formed within the at least one hole of the alumina substrate, the hole plug being formed of an electroconductive hole plug paste including, prior to firing: about 60-80 wt % of platinum particles having substantially uniform shape, in which each of the ratios of length to width, length to thickness, and width to thickness of the platinum particles is about 0.7 to about 1.5; an inorganic component comprising about 10-20 wt % of Al2O3, wherein the inorganic component contains less than about 0.05 wt % of lead, based upon 100% total weight of the inorganic component; and about 10-20 wt % of organic vehicle, based upon 100% total weight of the paste, wherein the organic vehicle includes at least one viscosity-modifying component which comprises ethyl cellulose and at least one thermoplastic resin derived from a hydrogenated rosin.
2264 | Embedded electronic packaging and associated methods | An electronic package includes a semiconductor die, conductive pillars extending outwardly from the semiconductor die, and a liquid crystal polymer (LCP) body surrounding the semiconductor die and having openings therein receiving respective ones of the conductive pillars. A first interconnect layer is on the LCP body and contacts the openings. Conductive bodies are in the openings to connect the conductive pillars to the first interconnect layer. | 1. A method for making an electronic package comprising: forming a liquid crystal polymer (LCP) body surrounding a semiconductor die having a plurality of conductive pillars extending outwardly from an upper surface thereof by joining together a first LCP body section and a second LCP body section at a fused interface; the first LCP body section having an upper surface area and a die receiving cavity therein receiving the semiconductor die, with the upper surface area of the first LCP body section being aligned with an upper surface area of the semiconductor die; and the second LCP body section having a lower surface area with a plurality of openings therein receiving respective ones of the plurality of conductive pillars, and with the upper surface area of the first LCP body section being joined with the lower surface area of the second LCP body section at the fused interface.
2265 | Acoustic echo cancellation for audio system with bring your own devices (BYOD) | A controller for the conference session generates a speaker signal for speakers in a conference room. The controller correlates the speaker signal with network timing information and generates speaker timing information. The controller transmits the correlated speaker signal and timing information to a mobile device participating in the conference session. The mobile device generates an echo cancelled microphone signal from a microphone of the mobile device, and transmits the echo cancelled signal back to the controller. The controller also receives array microphone signals associated with an array of microphones at known positions in the room. The controller estimates a relative location of the mobile device within the conference room. The controller dynamically selects as audio output corresponding to the mobile device location either the echo cancelled microphone signal from the mobile device or an echo cancelled array microphone signal associated with the relative location of the mobile device. | 1. A method comprising: at a controller associated with a conference session, generating a speaker signal for speakers in a conference room of the conference session; correlating, at the controller, the speaker signal with network timing information to generate speaker timing information; transmitting the speaker signal with the speaker timing information via a network to a mobile device that is participating in the conference session to enable the mobile device to generate an echo cancelled microphone signal from a microphone of the mobile device; receiving, at the controller, the echo cancelled remote microphone signal; estimating a relative location of the mobile device within the conference room; and dynamically selecting an audio output for the mobile device from a group comprising the echo cancelled microphone signal derived from the microphone of the mobile device and an echo cancelled array microphone signal associated with the relative location of the mobile device.
2266 | Wireless sensor reader | A wireless sensor reader is provided to interface with a wireless sensor. The wireless sensor reader transmits an excitation pulse to cause the wireless sensor to generate a ring signal. The wireless sensor reader receives and amplifies the ring signal and sends the signal to a phase-locked loop. A voltage-controlled oscillator in the phase-locked loop locks onto the ring signal frequency and generates a count signal at a frequency related to the ring signal frequency. The voltage-controlled oscillator is placed into a hold mode where the control voltage is maintained constant to allow the count signal frequency to be determined. The reader uses an ambient reading or other information to select a subset of the possible ring signal frequencies, and tunes or adjusts its circuits and algorithms to focus on that subset. | 1. A wireless sensor reader comprising: an antenna for transmitting a plurality of excitation pulses to a wireless sensor; at least one receiver for receiving a ring signal from said wireless sensor in response to said excitation pulses, said receiver including at least one filter to filter said ring signal received from said wireless sensor, wherein said filter defines a passband window to allow a frequency bandwidth to be received by the reader, wherein said passband window may be defined to pass only a frequency band that corresponds to a parametric range, and wherein an ambient pressure sensor is in communication with said filter to at least partially define the passband window of a resonant frequency value to optimize itself for operation based on said passband window.
2267 | Systems and methods for establishing a communication link between an implantable medical device and an external instrument | Systems and methods are provided for establishing a bi-directional communication link with an implantable medical device. The systems and methods include an implantable medical device (IMD) and an external instrument configured to establish a wireless bi-directional communication link there between over a wireless protocol. The wireless bi-directional communication link is established based on a scanning interval. The external instrument includes one or more processors electrically coupled to a radio frequency (RF) circuit and a memory device. The one or more processors are configured to define the scanning interval based on an advertising schedule received from the IMD. | 1. A system for establishing a bi-directional communication link comprising: an implantable medical device (IMD) having a sensing circuit to collect sensed data, a first radio frequency (RF) circuit and a memory configured to store an advertising schedule based on a wireless protocol, wherein the advertising schedule includes an advertisement interval having a length longer than a defined advertisement interval of the wireless protocol; and an external instrument having one or more processors electrically coupled to a second RF circuit and a memory, the IMD configured to transmit the advertising schedule to the external instrument during a first communication session with the external instrument, the one or more processors of the external instrument being configured to define a scanning interval for the external instrument based on the advertising schedule, the RF circuit of the external instrument is configured to establish a wireless bi-directional communication link with the IMD over the wireless protocol based on the scanning interval, wherein the RF circuit of the IMD is further configured to periodically transmit an advertisement notice along a dedicated advertisement channel based on the advertising schedule and wherein the scanning interval is defined based on a length of time between the preceding advertisement notice and when the request is received.
2268 | Circuits for flexible structures | Some aspects of this disclosure generally are related to improving the robustness of a flexible circuit structure, for example, by providing fault-tolerant electrical pathways for flow of electric current through the flexible circuit structure. In some embodiments, such fault tolerance is enhanced by way of a conductive mesh provided between an adjacent pair of resistive elements. Some aspects are related to improved voltage, current, or voltage and current measurement associated with various pairs of adjacent resistive elements at least when the various pairs have differing distances between them. | 1. A flexible circuit structure comprising: an electrically-nonconductive substrate; and at least one electrically-conductive flexible circuit layer coupled, directly or indirectly, to the substrate, wherein the at least one electrically-conductive flexible circuit layer comprises conductive patterns including: a plurality of resistive elements, each resistive element providing at least part of a respective one of a plurality of transducers; and a plurality of conductive meshes, wherein each conductive mesh of the plurality of conductive meshes electrically connects at least a respective adjacent pair of resistive elements of the plurality of resistive elements, and wherein the plurality of conductive meshes serially electrically connects the plurality of resistive elements to provide at least one electric current flow path through the plurality of resistive elements.
2269 | Low impedance oxide resistant grounded capacitor for an AIMD | A hermetically sealed filtered feedthrough assembly for an AIMD includes an insulator hermetically sealed to a conductive ferrule or housing. A conductor is hermetically sealed and disposed through the insulator in non-conductive relation to the conductive ferrule or housing between a body fluid side and a device side. A feedthrough capacitor is disposed on the device side. A first low impedance electrical connection is between a first end metallization of the capacitor and the conductor. A second low impedance electrical connection is between a second end metallization of the capacitor and the ferrule or housing. The second low impedance electrical connection includes an oxide-resistant metal addition attached directly to the ferrule or housing and an electrical connection coupling the second end metallization electrically and physically directly to the oxide-resistant metal addition. | 1. A hermetically sealed filtered feedthrough assembly for an implantable medical device, the filtered feedthrough assembly comprising: a) an insulator of electrically non-conductive material, the insulator comprising an outer insulator outer surface extending longitudinally from a first an insulator first end to a second an insulator second end, wherein the insulator has at least one conductor bore extending there through to the first and second insulator first and second ends; b) a ferrule of an electrically conductive material, the ferrule comprising a ferrule sidewall defining a ferrule opening, wherein the insulator is hermetically sealed to the conductive ferrule sidewall in the ferrule opening; c) a conductor comprising an electrically conductive material extending from a first conductor first end to a second conductor second end, wherein the conductor is hermetically sealed and disposed through the at least one conductor bore in the insulator and in a non-conductive relation with the conductive ferrule; d) a filter capacitor, comprising: i) a dielectric comprising an outer a dielectric outer surface extending longitudinally from a first dielectric first end to a second dielectric second end; ii) at least one active electrode plate supported by the dielectric in an interleaved, partially overlapping relationship with at least one ground electrode plate; and iii) at least one terminal pin bore extending through the dielectric to the first and second dielectric first and second ends, iv) wherein the second dielectric second end is disposed adjacent to the first insulator first end; e) a first metallization electrically contacted to the at least one active electrode plate in the terminal in pin bore; f) a first electrical connection electrically coupling the first metallization to the conductor extending through the terminal pin bore in the dielectric; g) a second metallization electrically contacted to the at least one ground electrode plate at at least a portion of the outer dielectric outer surface; and h) a second electrical connection electrically coupling the second metallization to the ferrule, wherein the second electrical connection comprises: i) at least one oxide-resistant metal noble-metal addition supported by the ferrule adjacent to the second metallization , wherein the noble-metal metal addition is selected from the group consisting of gold, platinum, palladium, silver, and combinations thereof ; ii) a first conductive material electrically and physically coupling a first portion of the oxide-resistant metal at least one noble-metal addition directly to the ferrule; and iii) a second conductive material electrically and physically coupling a second portion of the oxide-resistant metal at least one noble-metal addition to the second metallization at the outer dielectric outer surface of the filter capacitor, iv) wherein the first and second conductive materials are different.
2270 | Method and apparatus for recognition of inhaler actuation | A medication confirmation method and apparatus for confirming administration of medication employing an inhalable medication administration apparatus. The method of an embodiment of the invention includes the steps of capturing one or more video sequences of a user administering medication employing the inhalable medication administration apparatus, storing the captured one or more video sequences, capturing one or more audio sequences of the user administering medication employing the inhalable medication administration apparatus and storing the captured one or more audio sequences. At least one of the stored video sequences and at least one of the stored audio sequences are then analyzed to confirm that the user has properly administered the medication. | 1. A medication administration confirmation apparatus for confirming administration of medication employing an inhalable medication administration apparatus, comprising: a display operable to display one or more instructions for instructing proper placement of the inhalable medication administration apparatus including at least instructions for properly positioning the inhalable medication administration apparatus at a correct angle relative to a body of a user during use thereof; a video capture device operable to capture one or more video sequences of the user administering medication employing the inhalable medication administration apparatus; an audio capture device operable to capture one or more audio sequences of the user administering medication employing the inhalable medication administration apparatus; a memory operable to receive, from the video capture device, and store the one or more video sequences, and to receive from the audio capture device, and store the captured one or more audio sequences; and a processor operable to analyze at least one of the stored video sequences and at least one of the stored audio sequences to confirm that the user has properly administered the medication with the inhalable medication administration apparatus, including at least whether the user had properly positioned the inhalable medication administration apparatus at a correct angle relative to the body of the user during use thereof and to cause to be displayed on the display a second set of one or more visual instructions further instructing proper placement and use of the inhalable medication administration apparatus, including at least instructions for properly positioning the inhalable medication administration apparatus at the correct angle relative to a body of the user during use thereof, if analysis of the at least one of the stored video sequences and the at least one of the stored audio sequences confirms that the user has not properly administered the medication with the inhalable medication administration apparatus.
2271 | Medical apparatus system | A medical apparatus system includes a first communication section provided in a medical apparatus and configured to transmit battery use information including information concerning a residual capacity of a first battery, a charger including a power supply section configured to charge a second battery, and a control section configured to set a charging current of the power supply section on the basis of the battery use information and battery charging information including a residual capacity of the second battery such that a capacity insufficiency residual time, which is time until the residual capacity of the first battery changes to a state of residual capacity insufficiency, is equal to or longer than a charging completion residual time, which is time until the second battery changes to a completely charged state. | 1. A medical apparatus system comprising: a wireless endoscope driven by a first battery, the wireless endoscope having an image pickup device; a first communication section provided in the wireless endoscope and configured to transmit, by radio, battery use information including information concerning a residual capacity of the first battery; a charger including a power supply section configured to charge a second battery, which is a charging target; a second communication section provided in the charger and configured to communicate with the first communication section by radio and acquire the battery use information; and a control section configured to: (i) cause the second communication section to acquire the battery use information a plurality of times in a period until the second battery changes to a completely charged state, (ii) obtain a capacity insufficiency residual time which is time until the residual capacity of the first battery changes to a state of residual capacity insufficiency based on the battery use information acquired by the second communication section, each time when the battery use information is acquired, and (iii) set a charging current of the power supply section on the basis of the obtained capacity insufficiency residual time and battery charging information including a residual capacity of the second battery included in the charger, such that the capacity insufficiency residual time is equal to or longer than a charging completion residual time, which is time until the second battery changes to the completely charged state.
2272 | Wireless patient monitoring system and method | A method of monitoring a patient includes operating each of one or more wireless sensing devices to measure a physiological parameter from a patient and wirelessly transmit a parameter dataset, and receiving the one or more parameter datasets from the one or more wireless sensing devices. The method further includes calculating a patient condition index based on the one or more parameter datasets, wherein the patient condition index is an indicator of stability of the one or more physiological parameters. A measurement interval is then assigned for each wireless sensing device based on the patient condition index, and each wireless sensing device is operated according to the respective measurement interval. | 1. A patient monitoring system comprising: at least two wireless sensing devices, each wireless sensing device configured to measure a different one of at least two physiological parameters from a patient and wirelessly transmit a parameter dataset; a receiver that receives the parameter dataset from each of the two wireless sensing devices; a processor; a monitoring regulation module executable on the processor to: access a minimum measurement interval for each of the two wireless sensing devices; calculate a patient condition index based on the parameter datasets from the two wireless sensing devices, wherein the patient condition index is an indicator of stability of the at least two physiological parameters; wherein the monitoring regulation module calculates the patient condition index by assigning higher weight to one or more key parameters of the at least two physiological parameters; assign a measurement interval for each of the two wireless sensing devices based on the patient condition index, wherein the measurement interval is not less than the minimum measurement interval for the respective wireless sensing device; and instruct each of the two wireless sensing devices to operate at the respective measurement interval.
2273 | Ingestion-related biofeedback and personalized medical therapy method and system | Methods, devices and systems for acquiring information useful to support a patient in implementing and adhering to a medically prescribed therapy plan are provided. The therapy may incorporate biofeedback methods and/or personalized therapy aspects. A method includes steps of receiving, by a receiving device, biometric information associated with an ingestible event marker; analyzing, by a computing device having a microprocessor configured to perform a biometric information analysis, the biometric information; and determining a therapeutic recommendation at least partly on the basis of the analysis and/or integrating biofeedback techniques into patient therapy or activity. A system includes a biometric information module to receive biometric information associated with an ingestible event marker; an analysis module to analyze the biometric information; and a determination module to optionally determine and communicate a therapeutic recommendation at least partly on the basis of the analysis. | 1. A system, comprising: an ingestible event marker (IEM) configured to generate ingestion information and to emit the ingestion information conductively via an in-body data transmission upon contact with bodily fluid at a target physiological site, the IEM comprising: first and second electrodes formed of dissimilar materials configured to generate a voltage to energize the IEM when the first and second electrodes contact the bodily fluid; a first sensor configured to be coupled to a body of a patient and to detect first vital parameter data from the body of the patient; a second sensor positionable remotely from the body of the patient, wherein the second sensor is configured to detect second vital parameter data by sensing environmental information associated with the body of the patient; a receiver configured to be electrically coupled to an exterior surface of the body of the patient, wherein the receiver comprises a transceiver to receive the ingestion information conductively via the in-body data transmission from the IEM, the first vital parameter data from the first sensor, and the second vital parameter data from the second sensor; and a patient management data system (PMDS) communicatively coupled to the transceiver, wherein the PMDS comprises: a patient database, comprising: a patient record associated with the patient, wherein the patient record indicates: patient activity data, comprising: expected activities reported by the patient, wherein each of the expected activities is associated with an expected time to engage in the respective expected activities; and patient history data, comprising: detected first vital parameter data received via the transceiver from the first sensor; and detected second vital parameter data received via the transceiver from the second sensor; and an analysis module, configured to: compare at least one of: the detected first vital parameter data to a first range of healthy values associated with the first vital parameter to identify an unhealthy first vital parameter value; or the detected second vital parameter data to a second range of healthy values associated with the second vital parameter to identify an unhealthy second vital parameter value; correlate at least one of an identified unhealthy first vital parameter value or an identified unhealthy second vital parameter value to an expected activity of the patient activity data; and select a therapeutic recommendation to at least one of: bring the identified unhealthy first vital parameter value within the first range of healthy values; or bring the identified unhealthy second vital parameter value within the second range of healthy values; wherein the PMDS is further configured to: transmit the selected therapeutic recommendation to the patient, via the transceiver, at a prospective expected time associated with the correlated expected activity.
2274 | Digital medical evaluation and testing on a touch screen device | Cognitive tests are loaded onto myriad touch screen client computing devices. Patients are administered the tests using the touch screen devices, and their performance is captured and transmitted to cloud servers that store the patient information of all the touch screen devices in a database. In addition to cognitive test results, touch screen devices may also transmit patient medical information for storage in the database. Consequently, the database includes a large population of performance and medical data that can be evaluated to gain insights into cognitive disorders and create more effective digital tests for their diagnosis and treatment. | 1. A computer-implemented method for administering one or more cognitive tests for evaluating a patient for a cognitive impairment, the method comprising: displaying, at a touch screen computing device having a user interface, a first digital cognitive test for testing one or more cognitive functions of the patient, the first digital cognitive test being initially selected by at least one server, and based at least in part on an initial presumptive cognitive diagnosis associated with the patient, in which objects associated with the first digital cognitive test are initially modified before being displayed based on physical attributes of the patient, and physical limitations of the patient, and wherein data indicating the initial presumptive cognitive diagnosis of the patient, the physical attributes of the patient, and the physical limitations of the patient, is accessible by the at least one server through one or more networks; receiving patient interactions with the first digital cognitive test on the touch screen computing device in response to the objects displayed with the first digital cognitive test; capturing, on the touch screen computing device, the patient interactions as first performance results corresponding to performance of the patient of first tasks of the first digital cognitive test; transmitting the first performance results to one or more database servers; determining, at the at least one server, one or more cognitive impairments of the patient based on the first performance results of the patient, and on metrics associated with the first performance results; mining, by the at least one database server, a stored second performance results of a previous patient; determining, by the at least one server, a first diagnostic accuracy of the first digital cognitive test in response to a comparing by the at least one server of the mined stored second performance results with the first performance results corresponding to performance of the patient of first tasks on the first digital cognitive test; wherein the determining further comprises: counting a number of times a first digital cognitive test is administered to a plurality of patients; comparing a plurality of results of the administration of the first digital cognitive test to the plurality of patients with at least one stored clinician diagnosis of a first cognitive impairment; associating an efficacy value with the first digital cognitive test and the first cognitive impairment; and storing the efficacy value by the database server in a database in association with the first digital cognitive test and the first cognitive impairment; and selecting, through the at least one server, a further digital cognitive test for displaying to the patient by the touch screen computing device, in response to the at least one efficacy value associated with the first digital cognitive test and the first cognitive impairment falling below a threshold.
2275 | Personalized avatar responsive to user physical state and context | Systems and methods are disclosed that facilitate visualizing how a user will appear in response to adhering to a health and fitness program. In an aspect, a system includes a reception component configured to receive information corresponding to a user's physical appearance and physical health, an analysis component configured to determine or infer one or more changes to the user's physical appearance based on predicted performance of a health and fitness program by the user and the user's physical health, and a visualization component is configured to generate a visual representation of the user based on the information and the one or more changes to the user's physical appearance. | 1. A system comprising: a memory having stored thereon computer executable components; a processor that executes at least the following computer executable components: a reception component configured to receive appearance information regarding a current physical appearance of a person, wherein the appearance information comprises image data captured of the person; a selection component configured to receive input selecting requirements for a health and fitness program, wherein the requirements comprise one or more dietary requirements and one or more physical fitness requirements; an analysis component configured to predict one or more changes to the current physical appearance of the person that will occur based on performance of the health and fitness program by the person; and a visualization component configured to generate a visual representation corresponding to a future physical appearance of the person based on the one or more changes and the image data.
2276 | Neuromuscular stimulation cuff | The present disclosure describes systems, methods, and devices for performing thought-controlled neuromuscular stimulation. Also described are methods for producing a neuromuscular stimulation cuff. The systems and methods generally relate to receiving and processing thought signals indicative of an intended action, and then delivering stimulation to effectuate the intended action through a neuromuscular stimulation cuff. The neuromuscular stimulation cuff includes a flexible printed circuit board having at least one finger and a plurality of electrogel discs disposed on the at least one finger. The neuromuscular stimulation cuff may be produced as described herein. The neuromuscular stimulation cuff employs a flexible multi-electrode design which allows for reanimation of complex muscle movements in a patient, including individual finger movement. | 1. A device for neuromuscular stimulation, comprising: a flexible printed circuit board having a fork and a plurality of fingers, each finger having a plurality of electrogel discs disposed thereon, wherein the fork connects all of the fingers together at one end; and a rigidizer, the plurality of fingers extending between the fork and the rigidizer.
2277 | Coil assembly in an implantable medical device | According to an embodiment, a receiver coil assembly for an implantable medical device is disclosed. The receiver coil assembly includes at least two spatially separated coil units comprised by a housing of an internal component. The spatial separation is along a thickness of the housing. | 1. A cochlear implant comprising: an implantable receiver coil assembly comprising: an external coil and an internal coil, the external coil and the internal coil being spatially separated coil units and comprised by a housing of an internal component, the spatial separation being along a thickness of the housing, wherein an insulated wire is arranged to connect the external coil to a hermetically sealed electronic circuitry comprised within the housing, wherein one of the external coil or the internal coil is adapted to receive energy from a transmitter coil connected to a power supply, the received energy corresponding to the application specific energy; and another of the external coil or the internal coil is adapted to receive additional energy from the transmitter coil connected to the power supply, the additional energy being a reserve energy for accommodating instantaneous energy demand of the application.
2278 | Encapsulated electronic circuit | A device, including an implantable electronic circuit integrated at least one of in or on a substrate, wherein the device includes a hermetic enclosure having a space therein, wherein the substrate forms at least a portion of the hermetic enclosure. | 1. A device, comprising: an implantable electronic circuit integrated at least one of in or on a substrate, wherein the device includes a hermetic enclosure having a space therein, wherein the substrate forms at least a portion of the hermetic enclosure, wherein the device includes a housing configured to hermetically isolate the space and the electronic circuit from an environment in a body of a recipient; and the substrate forms a wall of the housing, the substrate and the housing are structures that preserve the space; the implantable electronic circuit is spaced away from the housing and integrated in the substrate; the substrate is substantially planar on both an outer surface thereof that is exposed to an ambient environment and on an inner surface thereof that is exposed to the space, and the implantable electronic circuit is thin in height relative to a length thereof, wherein a direction in the height extends normal to a direction of extension of the substrate, wherein the outer planar portion of the substrate establishes the bottom and the housing establishes the top and the height extends from the bottom to the top, wherein the direction of extension of the substrate extends in the length direction.
2279 | Torque arm assembly for a motorized wheel | A support block for a torque arm on a vehicle can include a first indentation and a second indentation each having an opening adapted to accept a portion of a torque arm, the first indentation and the second indentation each having a relief cut opposite the opening into which a portion of a torque arm can fit. | 1. A support block for a torque arm on a vehicle comprising: a first indentation and a second indentation each having an opening adapted to accept a first and second portion of the torque arm, the first indentation and the second indentation each having a relief cut opposite the opening into which the respective first and second portions of the torque arm fit.
2280 | Near-infrared lasers for non-invasive monitoring of glucose, ketones, HbA1C, and other blood constituents | A wearable device for use with a smart phone or tablet includes a measurement device having a light source with a plurality of light emitting diodes (LEDs) for measuring physiological parameters and configured to generate an optical beam with wavelengths including a near-infrared wavelength between 700 and 2500 nanometers. The measurement device includes lenses configured to deliver the optical beam to a sample of skin or tissue, which reflects the optical beam to a receiver located a first distance from one of the LEDs and a different distance from another of the LEDs, and is also configured to generate an output signal representing a non-invasive measurement on blood contained within the sample. The wearable device is configured to communicate with the smart phone or tablet, which receives, processes, stores and displays the output signal with the processed output signal configured to be transmitted over a wireless transmission link. | 1. A wearable device, comprising: a measurement device including a light source comprising a plurality of light emitting diodes (LEDs) for measuring one or more physiological parameters, the measurement device configured to generate, by modulating at least one of the LEDs having an initial light intensity, an input optical beam having one or more optical wavelengths, wherein at least a portion of the one or more optical wavelengths is a near-infrared wavelength between 700 nanometers and 2500 nanometers; the measurement device comprising one or more lenses configured to receive and to deliver a portion of the input optical beam to tissue, wherein the tissue reflects at least a portion of the input optical beam delivered to the tissue; the measurement device further comprising a receiver, wherein the receiver includes a plurality of spatially separated detectors, the detectors configured to: capture light while the LEDs are off and convert the captured light into a first signal; and capture light while at least one of the LEDs is on and convert the captured light into a second signal, the captured light including at least a portion of the input optical beam reflected from the tissue; wherein at least one analog to digital converter is coupled to the spatially separated detectors and is configured to generate at least a first data signal from the first signal and at least a second data signal from the second signal; the measurement device configured to improve a signal-to-noise ratio of the input optical beam reflected from the tissue by differencing the first data signal and the second data signal to generate an output signal representing at least in part a non-invasive measurement on blood contained within the tissue; and wherein the modulating at least one of the LEDs has a modulation frequency, and wherein the receiver is configured to use a lock-in technique that detects the modulation frequency.
2281 | Curved body and wearable device therewith | A wearable device may include: a strap including a substantially polygonal opening and a buckle formed at one end thereof; a buckle part configured to fasten opposite ends of the strap to each other by binding the opposite ends of the strap; and a body configured to be coupled to the opening by being fitted into the opening or decoupled from the opening. The body may include a front surface and a rear surface, and a display having a substantially polygonal shape when viewed from the top on the front surface, and a biometric sensor disposed on the rear surface. | 1. A wearable device comprising: a strap having a first end and a second end, the strap including a plurality of fastening holes formed on the first end and a buckle part formed on the second end to fasten the first and second ends of the strap to each other; a seating part disposed between the first end and the second end, the seating part including an opening; and a body, having a front side and a rear side, configured to be removably coupled to the opening of the seating part, wherein the body comprises a display visible through its front side and a biometric sensor configured to sense through its rear side, the display having a substantially rectangular shape, and wherein the body has a thickness at a periphery of the body and the seating part is at least as thick as the thickness of the body on at least two sides of the periphery.
2282 | Systems and methods for enhancing a signal-to-noise ratio | Provided are methods and apparatus for enhancing a signal-to-noise ratio. In an example, provided is an apparatus configured to modify audio to better match the way the human brain processes audio by modifying the audio to a form which takes advantage of human echolocation capabilities. When humans listen to audio, they subconsciously listen for an echo and thus subconsciously focus on listening to, and for, meaningful information in audio. The focus causes humans to ignore noise in the audio, which results in enhancing a signal-to-noise ratio. | 1. An apparatus configured to enhance a signal-to-noise ratio, comprising: a physical processor; and a memory communicably coupled to the physical processor and storing instructions configured to cause the physical processor to: initiate generating a noise-cancelled digital audio stream from an input digital audio stream, wherein the generating the noise-cancelled digital audio stream includes: identifying a noise portion of the input digital audio stream; inverting the identified noise portion; and adding the inverted identified noise portion to the input digital audio stream; initiate generating, using at least one intermediate delay reverberator, at least one respective intermediate delay reverberator output from the input digital audio stream; initiate generating, using at least one maximum delay reverberator, at least one respective maximum delay reverberator output from the input digital audio stream; and initiate combining the noise-cancelled digital audio stream, the at least one respective intermediate delay reverberator output, and the at least one respective maximum delay reverberator output to form an output digital audio stream having the enhanced signal-to-noise ratio.
2283 | Printed battery array outputting selectable voltage and current | A plurality of batteries is printed on a flexible substrate, where each battery may output the same voltage, such as about 1.5 volts. Batteries in a first subset are connectable in parallel by controllable switches to control the maximum current that can be delivered to a load. Batteries in a second subset are also connectable in parallel by additional controllable switches to control the maximum current that can be delivered to the load. Another group of switches can either connect the two subsets of batteries in series, to generate 3 volts, or connect the subsets in parallel to increase the maximum current. Additional subsets of batteries and their associated switches may be further connected to increase the voltage and current. The power supply may be standardized and configured by the user for a particular load, such as a sensor for a medical skin patch. | 1. A powered device comprising: a substrate; a power supply on the substrate comprising: a positive output terminal and a negative output terminal; a plurality of printed batteries on the substrate, the plurality of batteries comprising first batteries in a first subset of batteries and second batteries in a second subset of batteries; a plurality of switches connected to the plurality of batteries, the switches comprising first switches that selectively connect the first batteries in the first subset of batteries in parallel, second switches that selectively connect the second batteries in the second subset of batteries in parallel, third switches that selectively connect the first subset of batteries in series with the second subset of batteries, and fourth switches that selectively connect the first subset of batteries in parallel with the second subset of batteries; and a controller on the substrate controlling the first switches, the second switches, the third switches, and the fourth switches.
2284 | Smart cart | An interactive surgical device storage and supply cart is provided and includes a top storage assembly having multiple storage containers for various size product packages, a bottom storage assembly having drawers to retain larger packages of sterilized devices and an intermediate shelf having storage trays for frequently used items. One or more batter chargers are provided on the cart to supply fully charged batteries. A docking station is provided on the cart to receive computers for inventory management and display instructional material. The docking station also can receive communication devices for consultation with outside sources in real time. Additionally, a power strip is provided to power the battery charger (s) and docking station as well as other auxiliary, powered devices and instruments. | 1. A surgical device storage cart comprising: a top storage assembly having an internal box defining at least two storage containers, and including a first side panel, a second side panel, and a domed cover affixed to the internal box; a bottom storage assembly having at least one storage drawer; a shelf intermediate the top storage assembly and the bottom storage assembly and affixed to the bottom storage assembly, the shelf including an outer frame having a fixed outer perimeter and an inner perimeter defining a central opening therein, the outer frame including first and second sides extending laterally beyond the first and second side panels of the top storage assembly; a battery charging station positioned on the shelf; and an electronic device docking station positioned on an outer surface of the top storage assembly.
2285 | Determining and forecasting end of life for an implantable medical device having a rechargeable battery | An algorithm programmed into the control circuitry of a rechargeable-battery Implantable Medical Device (IMD) is disclosed that can quantitatively forecast and determine the timing of an early replacement indicator (tEOLi) and an IMD End of Life (tEOL). These forecasts and determinations of tEOLi and tEOL occur in accordance with one or more parameters having an effect on rechargeable battery capacity, such as number of charging cycles, charging current, discharge depth, load current, and battery calendar age. The algorithm consults such parameters as stored over the history of the operation of the IMD in a parameter log, and in conjunction with a battery capacity database reflective of the effect of these parameters on battery capacity, determines and forecasts tEOLi and tEOL. Such forecasted or determined values may also be used by a shutdown algorithm to suspend therapeutic operation of the IMD. | 1. Circuitry for a medical device, comprising: a rechargeable battery; control circuitry configured to forecast an end of life of the medical device using estimates of a capacity of the battery at different points in time during operation of the medical device; a first register configured to store the forecasted end of life; and telemetry circuitry configured to telemeter the forecasted end of life from the first register to an external device.
2286 | Spinal cord stimulator system | A wireless charger for automatically tuning an optimum frequency to inductively charge a rechargeable battery of an implantable pulse generator (IPG) that generates spinal cord stimulation signals for a human body is provided. The charging coil in the charger is wirelessly coupled to a receiving coil of the IPG to charge the rechargeable battery. An optimization circuit detects a reflected impedance of the charging coil through a reflected impedance sensor, and select an optimum frequency of a charging signal supplied to the charging coil based on the detected reflected impedances of a plurality of charging frequencies in a selected frequency range. Advantageously, the optimum charging frequency provides a more efficient way to charge the IPG's rechargeable battery. | 1. A wireless charger for automatically tuning an optimum frequency to inductively charge a rechargeable battery of an implantable pulse generator (IPG) that generates spinal cord stimulation signals for a human body, the wireless charger comprising: a processor; a charging coil adapted to be wirelessly coupled to a receiving coil of the IPG to charge the rechargeable battery; a frequency generator configured to generate a charging signal under control of the processor; a power amplifier configured to receive the charging signal and generate an amplified charging signal under control of the charging signal; a reflected impedance sensor coupled to the charging coil to detect a reflected impedance of the charging coil; an optimization circuit coupled to the reflected impedance sensor and adapted to select an optimum frequency of the charging signal supplied to the charging coil based on the detected reflected impedances of a plurality of charging frequencies in a selected frequency range.
2287 | Methods and apparatuses for signaling with geometric constellations | Communication systems are described that use signal constellations, which have unequally spaced (i.e. ‘geometrically’ shaped) points. In many embodiments, the communication systems use specific geometric constellations that are capacity optimized at a specific SNR. In addition, ranges within which the constellation points of a capacity optimized constellation can be perturbed and are still likely to achieve a given percentage of the optimal capacity increase compared to a constellation that maximizes dmin, are also described. Capacity measures that are used in the selection of the location of constellation points include, but are not limited to, parallel decode (PD) capacity and joint capacity. | 1. A digital communication system, comprising: a transmitter configured to transmit signals to a receiver via a communication channel using quadrature amplitude modulation (QAM); wherein the transmitter, comprises: a coder configured to receive user bits and output encoded bits at an expanded output encoded bit rate; a mapper configured to map encoded bits to symbols in a symbol constellation; a modulator configured to generate a signal for transmission via the communication channel using symbols generated by the mapper; wherein the receiver, comprises: a demodulator configured to demodulate the received signal via the communication channel; a demapper configured to estimate likelihoods from the demodulated signal; a decoder that is configured to estimate decoded bits from the likelihoods generated by the demapper; and wherein the symbol constellation is a geometrically spaced symbol constellation that provides a given capacity at a reduced signal-to-noise ratio compared to a signal constellation that maximizes the minimum distance (dmin); wherein the symbol constellation provides an increase in capacity at a predetermined SNR that is at least 5% of the gain in capacity achieved by a constellation optimized for joint capacity at the predetermined SNR relative to a signal constellation that maximizes the minimum distance (dmin) between constellation points.
2288 | Audio capture with multiple microphones | An apparatus including at least one processor and at least one memory including computer program code configured to: when the apparatus is in a voice phone call mode of sound capture, output a signal from a first microphone as a primary speech signal, and select one or more second microphones to output a noise reduction signal, where the apparatus comprises at least two of the second microphones, and where selection of the one or more second microphones is based at least partially upon a determined use of the apparatus being either a handportable or an integrated handsfree use; and/or when the apparatus is in a multi-media mode of sound capture select one or more of the microphones to output audio signals based upon both a determined type of sound capture feature being used by the apparatus and based upon a determined orientation of the apparatus. | 1. An apparatus comprising: at least three microphones suitably located in the apparatus so that each of the at least three microphones is configured to be used with the other ones of the microphones in at least two different apparatus modes, the at least two apparatus modes comprising a voice phone call mode and a multi-media mode; at least one processor; and at least one non-transitory memory including computer program code, the at least one memory and the computer program code configured to, with the at least one processor, cause the apparatus at least to: determine that the apparatus is in at least one of the voice phone call mode and the multi-media mode; in response to determining that the apparatus is in the voice phone call mode: select at least three of the microphones to use in the voice phone call mode; determine a use for each of the selected at least three microphones such that: at least one first microphone of the selected at least three microphones is used for primary speech by outputting at least one signal to the at least one processor as a primary speech signal, and at least one second microphone of the selected at least three microphones is used for noise reduction by outputting at least one signal as a noise reduction signal to the at least one processor; and in response to determining that the apparatus is in the multi-media mode select the same at least three microphones to each output at least one signal to the at least one processor for sound capture, and determine a use for each of the selected at least three microphones for the multi-media mode based at least on a type of sound capture feature being used by the apparatus, where the apparatus comprises a plurality of different types of sound capture features based on the determined mode.
2289 | Battery assembly and atomizing assembly of electronic cigarette, and electronic cigarette | A battery assembly for an electronic cigarette, configured to form an electronic cigarette in combination with an atomizing assembly, wherein the atomizing assembly is provided with a magnetic material containing information to be identified, and the battery assembly includes: a magnetic sensor arranged on the battery assembly and configured to obtain the information to be identified; and a microcontroller connected to the magnetic sensor, and configured to control a circuit between the battery assembly and the atomizing assembly to be switched on in a case that the microcontroller determines that the information to be identified matches a preset information, to enable the electronic cigarette to work normally. | 1. A battery assembly, applicable for coupling with an atomizing assembly to form an electronic cigarette, wherein the battery assembly comprises: a magnetic sensor arranged on the battery assembly and configured to obtain information to be identified contained in a magnetic material of the atomizing assembly; and a microcontroller connected to the magnetic sensor, and configured to control a circuit between the battery assembly and the atomizing assembly to be switched on in a case that the microcontroller determines that the information to be identified matches a preset information, to enable the electronic cigarette to work normally; and wherein the battery assembly comprises a lower electrode assembly configured to be electrically connected with the atomizing assembly, and the lower electrode assembly comprises an inner electrode which is sleevedly engaged to an outer electrode, the inner electrode is mounted in the battery assembly via an insulating ring, and the magnetic sensor is mounted on an end surface of the inner electrode of the battery assembly.
2290 | Bladders, compartments, chambers or internal sipes controlled by a computer system using big data techniques and a smartphone device | A computer system using big data techniques including a Web site and/or a cloud array of computers configured to have a connection to a smartphone or other mobile computer device and use the device and connection to control a configuration of bladders, compartments, chambers and internal sipes located in both left and right footwear soles or removable inner sole inserts. The computer system can also use the device and connection to transmit data to the computer system for storage and/or shared or independent processing and/or analysis using big data techniques, process data from sensors located in both the right and left soles or removable sole inserts of the device user, in the device, and in, on, or near a center of gravity of the device user and a head of the device user, and use the processed data to alter a configuration of the bladders, compartments, chambers and internal sipes. | 1. A computer system, comprising: a Web site and/or a cloud array of computers; wherein the computer system is configured to have a connection to a smartphone or other mobile computer device and the computer system is configured to use a device and the connection to control a configuration of: one or more computer-controlled bladders, compartments, chambers and internal sipes located in a footwear sole or a removable inner sole insert of both shoes or other footwear of a user of the device; and wherein the computer system is further configured to use the device and the connection to: transmit data to the computer system for storage and/or shared or independent processing and/or analysis, process data received from one or more sensors located in either one or both of the sole or the removable inner sole insert of the device user, and from at least one sensor located in, on, or near a center of gravity of the device user, use at least the processed data to alter the configuration of the one or more bladders, compartments, chambers and internal sipes of the device user, measure the relative positions to each other of a wearer'ss right and left feet during a stance phase of locomotion so as to determine a degree of crossover of right and/or left feet across a centerline of the wearer'ss body, as measured in a frontal plane during the stance phase of locomotion, and then to test a series of configuration settings in order to reduce or eliminate crossover.
2291 | Intermittent operating battery-less wireless sensor and pulse oximeter | Systems and method for utilizing energy harvesting techniques to power a battery-less wireless medical sensor to perform intermittent operations are disclosed. The systems may include one or more sensing components configured to generate data related to one or more physiological parameters by performing intermittent measurements on a patient. The systems and method may include wireless communication circuitry configured to wirelessly transmit the data to a monitor. The monitor may be configured to operate with the battery-less wireless medical sensor or may download required operational algorithms if needed. The intermittent measurement and transmission may be asynchronously executed. The systems and method may include a processing device configured to determine when to perform the intermittent measurement and transmit data based at least upon a power source energy level, a rate at which to perform the intermittent measurement and transmit data, a prioritization, or a triggering event. | 1. A medical sensor, comprising: a battery-less power source configured to store energy; a charging device configured to harvest energy from body heat, body movement, or ambient light and to charge the power source; a charging control circuit configured to determine a power source energy level of the power source; a sensing component configured to perform an intermittent measurement to obtain data related to one or more physiological parameters from a patient; wireless communication circuitry configured to wirelessly transmit at least the data related to the one or more physiological parameters; and a processing device configured to determine if the power source energy level is sufficient to perform the intermittent measurement or to wirelessly transmit at least the data related to the one or more physiological parameters and to determine whether to perform the intermittent measurement or to wirelessly transmit at least the data related to the one or more physiological parameters based upon the power source energy level and a prioritization of the intermittent measurement relative to wireless transmission of at least the data related to the one or more physiological parameters.
2292 | Viewing and processing multispectral images | Multispectral images, including ultraviolet light and its interactions with ultraviolet light-interactive compounds, can be captured, processed, and represented to a user. Ultraviolet-light related information can be conveniently provided to a user to allow the user to have awareness of UV characteristics and the user's risk to UV exposure. | 1. A mobile device comprising: a camera sensor system capable of capturing a multispectral image, comprising representations of wavelengths of light in an infrared spectrum, a visible spectrum and an ultraviolet spectrum, at approximately the same time; a computer system coupled to the camera sensor system and configured to process the multispectral image to identify an area of interest by detecting a presence of skin in the representations of infrared light or visible light in the multispectral image and further configured to process the multispectral image to identify a subset of the area of interest by comparing the representations of ultraviolet light in a portion of the multispectral image in the area of interest to a predetermined-ultraviolet-light threshold based on an ultraviolet reflectivity of a topical compound comprising sunscreen; wherein the computer system is further configured to render a display image for display from the multispectral image; wherein the rendering indicates whether the subset of the area of interest lacks ultraviolet protection by identifying the subset of the area of interest with a false color on top of the representations of wavelengths of light in the visible spectrum; and a display coupled to the computer system and operable to display the rendered display image at approximately the same time the multispectral image is captured.
2293 | Sensing system and method for physiology measurements | A sensing system for physiology measurements comprises a transmission end including a measuring signal generating module having at least one overshoot and undershoot wave generating circuits and a transmitting antenna module having at least one transmitting antenna; a receiving end having a plurality of receiving antennae with each receiving antenna receiving a reflected signal reflected by a target object; and a plurality of signal analyzing modules to generate a plurality of object active state signals by analyzing the reflected signal from each receiving antenna and transmit the plurality of object active state signals to a digital signal processor. Wherein each overshoot and undershoot wave generating circuit generates a measuring signal with overshoot and undershoot waves according to an inputted Pulse Width Modulation signal, and each transmitting antenna emits the measuring signal to the target object. | 1. A sensing system for physiology measurements of blood pressure or pulse wave velocity, comprising: a transmission end including a measuring signal generating module having one or more overshoot and undershoot wave generating circuits with each overshoot and undershoot wave generating circuit generating a measuring signal according to a Pulse Width Modulation (PWM) signal, and a transmitting antenna module having at least one transmitting antenna with each transmitting antenna emitting the measuring signal to a target object, wherein the measuring signal has a characteristics of a pulse wave, and overshoot and undershoot waves are also on the pulse wave; a receiving end having a plurality of receiving antennae with each receiving antenna receiving a reflected signal reflected by the target object; and a plurality of signal analyzing modules included in a plurality of sensors to generate a plurality of object active state signals by analyzing the reflected signal from the each receiving antenna, then transmit the plurality of object active state signals simultaneously or non-simultaneously to a digital signal processor, wherein the measuring signal is in a form of a radiation capable of being reflected from a physical body having blood flowing therein.
2294 | Spinal cord stimulator system | A wireless charger for inductively charging a rechargeable battery of an implantable pulse generator (IPG) is provided. The charging coil in the charger is wirelessly coupled to a receiving coil of the IPG to charge the rechargeable battery. The alignment circuit continuously detects a reflected impedance of the charging coil through a reflected impedance sensor, and controls a vibrator to output a tactile signal which is indicative of the alignment of the charging coil to the receiving coil based on the detected reflected impedance. Advantageously, the tactile feedback to the patient provides an optimal way to indicate the extent of the charger's alignment with the IPG. | 1. A wireless charger for inductively charging a rechargeable battery of an implantable pulse generator (IPG) that generates spinal cord stimulation signals for a human body, the wireless charger comprising: a processor; a charging coil adapted to be wirelessly coupled to a receiving coil of the implantable pulse generator to charge the rechargeable battery, wherein the charging coil is attached to a ferrite plate to increase its inductance; a frequency generator configured to generate a charging signal under control of the processor; a power amplifier configured to receive the charging signal and generate an amplified charging signal under control of the charging signal; a reflected impedance sensor coupled to the charging coil to detect a reflected impedance of the charging coil; a vibrator; and an alignment circuit coupled to the reflected impedance sensor and the vibrator, the alignment circuit adapted to control the vibrator to output a tactile signal indicative of the alignment of the charging coil to the receiving coil based on the detected reflected impedance, wherein the charging coil is configured to receive the amplified charging signal.
2295 | Facilitating dynamic monitoring of body dimensions over periods of time based on three-dimensional depth and disparity | A mechanism is described for facilitating smart monitoring of body dimensions according to one embodiment. A method of embodiments, as described herein, includes receiving a first request to take a first picture of a user, wherein the first picture is taken at a first point in time using a depth-sensing camera; automatically computing first body dimensions relating to a body of the user based on at least one of a first image of the body and first depth information relating to one or more parts of the body, wherein the first image and the first depth information are obtained from the first picture; generate a first three-dimensional (3D) model of the body based on the first body dimensions; and communicating at least one of the first 3D model and the first body dimensions to a display device, wherein the display device to display at least one of the first 3D model and the first body dimensions. | 1. An apparatus comprising: a depth sensing camera; a processor coupled to the depth sensing camera, the processor configured to perform a detection/reception logic to receive any one of a first and second request to cause the depth sensing camera to take a respective first and second picture of a user, wherein the first picture is taken at a first point in time and the second picture is taken at a second point in time; the processor further configured to perform analysis/model computation logic to compute: first body dimensions relating to a body of the user based on at least one of a first image of the body and first depth information relating to one or more parts of the body, wherein the first image and the first depth information are obtained from the first picture, wherein the analysis/model computation logic is further to cause the processor to generate a first three-dimensional (3D) model of the body based on the first body dimensions, and second body dimensions relating to the body of the user based on at least one of a second image of the body and second depth information relating to the one or more parts of the body, wherein the second image and the second depth information are obtained from the second picture, wherein the analysis/model computation logic is further to cause the processor to generate a second 3D model of the body based on the second body dimensions; the processor further configured to perform stitching/merging logic to: merge the first image with the second image to generate a single stitched image that is reflective of any changes in the users's body dimensions from the first point in time to the second point in time; merge the first 3D model with the second 3D model to generate a single stitched 3D model that is reflective of any changes in the users's body dimensions from the first point in time to the second point in time; and a display device coupled to the processor, the processor further configured to perform communication/compatibility logic to communicate at least one of the stitched image, the first and second images, the stitched 3D model, the first and second 3D models, and the first and second body dimensions to the display device, wherein the display device is to display any two or more of the stitched, first and second images and stitched, first and second 3D models simultaneously to reflect any changes in the users's body dimensions from the first point in time to the second point in time.
2296 | Management of a fleet of electrically motorized vehicles | A system, method, and device for operations of an electrically motorized vehicle. The vehicle can utilize an electrically motorized wheel to convert a non-motorized wheeled vehicle to an electrically motorized wheeled vehicle. A method of analyzing a fleet of vehicles, each of the vehicles including the device of the electrically motorized wheel includes receiving data from each device of the respective plurality of electrically motorized wheels within a fleet of vehicles and utilizing the data to facilitate tracking at least one vehicle within the fleet. | 1. A data management system for a fleet of motorized human-powered vehicles, the data management system comprising: a server in communication with each of a plurality of motorized human-powered vehicles, the server operable to: receive data from each of the motorized human-powered vehicles, wherein the data from each of the motorized human-powered vehicles includes information about (i) an environment or road network around at least one of the motorized human-powered vehicles measured by the at least one of the motorized human-powered vehicles or (ii) a physical characteristic of a human powering the at least one of the motorized human-powered vehicles, wherein the information further includes terrain covered during a current excursion, elevation change during the current excursion, mileage covered during the current excursion, level of assistance already provided during the current excursion, energy supplied by the human powering the vehicle during the current excursion, mode selections used during the current excursion, a route traveled during the current excursion, time of travelling the route, average speed over the route, wheel performance data, current location, remaining battery life for a battery used to power the motorized human-powered vehicles, or the terrain along a proposed route; and utilize the data to operate the at least one of the motorized human-powered vehicles within the plurality of motorized human-powered vehicles.
2297 | Apparatus and methods for dispensing pre-filled containers with precisely-applied patient-specific information | Apparatus and methods for fulfillment of patient prescription orders by adapting a standard or stock container pre-filled with medication or the like for use as a patient-specific container through precise application of patient-specific information to the pre-filled container. Precise placement of the patient-specific information to the pre-filled container enables pharmacy management to fully utilize valuable information provided with the pre-filled container, thereby improving the quality of service to the patient while making the process of prescription order fulfillment more efficient. In general, preferred embodiments comprise control apparatus and information-application apparatus. In embodiments, the information-application apparatus is adapted to place a patient-specific label on the container. Preferred forms of the information-application apparatus include a label printer and a positioner. The preferred printer applies patient-specific information on a label. The preferred positioner orients the pre-filled container to receive the label from the printer such that information provided with the container is available for use. | 1. A system for application of patient-specific information to pre-filled drug containers each having alpha-numeric information and a bar code representative of the container contents comprising: a positioner configured to rotate containers including alpha-numeric information and a bar code; a bar code reader configured to read the bar code; a labeler which applies pressure-sensitive adhesive labels including patient-specific information to containers; and an electronic control device operably coupled to the positioner, the bar code reader and the labeler; wherein the electronic control device is programmed to control the positioner to rotate containers based upon rotation time information for the containers associated with their respective bar code to a label-receiving orientation at the labeler which applies the pressure-sensitive adhesive label without obscuring a portion of one of the alpha-numeric information and the bar code.
2298 | Photo-bioreactor for mass production of photosynthetic organisms | The apparatus herein relates to the large-scale production of photosynthetic microorganisms, especially algae. More particularly it relates to control of large size aqueous photosynthetic bioreactor systems to obtain such products from many microbial strains, which have heretofore only been cultured in laboratory environments in small containers. | 1. A photo-bioreactor system for producing biomass comprising a triangular prism-shaped growth chamber comprising: a plurality of elongated transparent panels arranged edgewise, wherein at least two angled sides of the elongated transparent pan intersect at an apex; a flat bottom; and two end panels affixed to the plurality of elongated transparent panels to enclose the triangular prism-shaped growth chamber, wherein the triangular prism-shaped growth chamber forms a continuous enclosed space; a harvest manifold movable along the flat bottom of the triangular prism-shaped growth chamber, wherein the harvest manifold comprises a plurality of hollow fingers, wherein a vacuum from a vacuum pump is drawn through the hollow fingers; and wherein the vacuum draws the biomass into the harvest manifold.
2299 | Electrical device power management | An electrical device includes a memory storing a value indicative the remaining available rated capacity of one or more batteries. The stored value is changed in use to reflect reducing capacity. The initial stored value is chosen so that there is a very high (e.g. >99.9%) confidence that the one or more batteries will provide at least the capacity indicated by the initial stored value. This reduces the chance of failure during emergency procedures. The one or more batteries may be integral to the electrical device. An override facility is provided. | 1. A video laryngoscope comprising: a video laryngoscope body; a battery pack comprising one or more batteries; a memory storing a value indicative of a remaining available rated capacity of the one or more batteries; and a usage recording device configured to determine when the video laryngoscope is operating and to update the value stored in the memory responsive to such usage to reflect consumption of power from the one or more batteries resulting from the operating.
2300 | Radio communication systems and radio communication methods | According to various embodiments, a radio communication system may be provided. The radio communication system may include: a portable device; a beacon receiving device; and a server. The portable device may include: a transmitter configured to repeatedly transmit signals; and a receiver configured to receive data from the server. The beacon receiving device may include: a receiver configured to receive signals from the portable device; and a transmitter configured to transmit an indication to the server based on the received signal. The server may include: a receiver configured to receive the indication from the beacon receiving device; and a transmitter configured to transmit data to the portable device based on the indication. | 1. A radio communication system comprising: a portable device; and a server; wherein the portable device comprises: a wearable device configured to repeatedly transmit signals to indicate presence of the wearable device to a beacon receiving device in vicinity of the wearable device; and a radio communication device in short range communication with the wearable device; wherein the server comprises: a receiver configured to receive an indication from the beacon receiving device, the indication indicative of the presence of the wearable device; a transmitter configured to transmit data to the radio communication device upon receiving the indication; and a determination circuit configured to detect a further wearable device in vicinity of the wearable device; wherein upon detection of the further wearable device, the transmitter is further configured to instruct the radio communication device and a further radio communication device in short range communication with the further wearable device, to respectively control the wearable device and the further wearable device to broadcast information.
2301 | Food intake controlling devices and methods | Technologies are generally described for controlling food intake. Example devices/systems described herein may include an image sensor, a dietary information identifier, a dietary management unit, and an image display unit. The image sensor may capture an image of a dish or a menu. The dietary information identifier may identify the dish or menu from the image and provide meal dietary information based on the identified dish or menu. The dietary management unit may store personal dietary information and determine combined dietary information based on the personal dietary information and the meal dietary information. The image display unit may process the captured image based on the combined dietary information in such a manner that a part of the captured image is hidden on an image display unit or a part of color or text information of the captured image is changed on the image display unit. | 1. A food intake controlling device comprising: an image sensor configured to capture a captured image of at least one of a dish or a menu; a global positioning system (GPS) sensor configured to detect a location of the food intake controlling device; a dietary information identifier configured to: identify the at least one of the dish or the menu from the captured image based on the location of the food intake controlling device, and provide meal dietary information based on the identified at least one of the dish or the menu, wherein the meal dietary information includes a meal calorie value; a dietary management unit configured to store personal dietary information, wherein the personal dietary information includes a previously consumed calorie value and to determine combined dietary information based on the personal dietary information and the meal dietary information, wherein the dietary management unit is further configured to determine a combined calorie value of the combined dietary information by adding the meal calorie value to the previously consumed calorie value; and an image display unit configured to: determine whether the combined calorie value of the combined dietary information exceeds a parameter allowance value, process the captured image to display a processed image based on the combined calorie value by processing the captured image such that at least a part of the captured image becomes less visible on the image display unit based on a determination that the combined calorie value exceeds the parameter allowance value, and project an augmented future physical appearance of a user when the user continues to consume the dish from the less visible part of the processed image.
2302 | Virtual tool manipulation system | In the field of virtual reality, virtual tool manipulation systems and related methods and software are described in the present disclosure. One implementation of a virtual tool manipulation system, among others, comprises a motion tracking system configured to generate motion information related to the position of a part of a user's body. The virtual tool manipulation system also comprises a haptic feedback system configured to provide a haptic sensation to the user based on the motion information, the position of a virtual tool, and characteristics of the virtual tool. | 1. A virtual tool manipulation system comprising: a motion tracking system, including a first glove having a plurality of sensors and a plurality of actuators, a second glove having a plurality of sensors and a plurality of actuators, and an optical motion capture device, configured to generate motion information related to a user in a three dimensional space by measuring first and second hand position and orientation over time using the plurality of sensors in the first and second gloves, respectively, and head position and orientation over time using the optical motion capture device; a visual feedback system configured to display a view of a virtual scene to the user based on head position and orientation in the three dimensional space, the virtual scene depicting a first virtual hand, a second virtual hand, a virtual tool, and a virtual subject, the head position and orientation defining an angle and line of sight of the view of the virtual scene, the visual feedback system further configured to change the view of the virtual scene when the optical motion capture device detects a change in the head position or orientation; and a haptic feedback system configured to provide a haptic sensation to the user, using the plurality of actuators in the first and second gloves, based on first and second hand position and orientation in the three dimensional space, characteristics of the virtual subject including flexibility, strength and an ability to be cut or punctured, and characteristics of the virtual tool including an ability to cut or puncture the virtual subject, the haptic sensation simulating manipulating the virtual tool using the first hand of the user, interactions between the virtual tool and the first hand of the user, and interactions between the virtual subject and the second hand of the user.
2303 | Mirror device | A mirror device may include: an optical element configured to reflect part of a laser beam and transmit the other part of the laser beam therethrough; and a holder in surface contact with the optical element to hold the optical element. A flatness of a contact surface of the holder in contact with the optical element may be equal to or smaller than a flatness of the optical element. | 1. A mirror device comprising: an optical element configured to reflect part of a laser beam and transmit the other part of the laser beam therethrough; and a holder in surface contact with the optical element to hold the optical element, wherein a flatness of a contact surface of the holder in contact with a first surface of the optical element is equal to or smaller than a flatness of the first surface of the optical element, and wherein the holder includes: a support member having the contact surface in surface contact with the first surface of the optical element to support the optical element; and a pushing member configured to push the optical element against the support member by pushing a second surface of the optical element.
2304 | Sensing temperature within medical devices | Devices, systems, and techniques for monitoring the temperature of a device used to charge a rechargeable power source are disclosed. Implantable medical devices may include a rechargeable power source that can be transcutaneously charged. The temperature of an external charging device and/or an implantable medical device may be monitored to control the temperature exposure to patient tissue. In one example, a temperature sensor may sense a temperature of a portion of a device, wherein the portion is non-thermally coupled to the temperature sensor. A processor may then control charging of the rechargeable power source based on the sensed temperature. | 1. A method comprising: sensing a temperature of a portion of a housing of a medical device by a temperature sensor disposed within the housing of the medical device, wherein the temperature sensor is configured to sense the temperature of the portion of the housing without being thermally coupled to the portion of the housing; determining, based on the sensed temperature, that a fault occurred with a component of the medical device; and responsive to determining that the fault occurred, controlling an operation associated with the medical device.
2305 | Energy harvesting and control for sensor node | An integrated circuit, such as included as a portion of a sensor node, can include a regulator circuit having an input coupleable to an energy harvesting transducer. The integrated circuit can include a wireless receiver circuit coupled to the regulator circuit and configured to wirelessly receive at least enough operating energy to establish operation of the sensor node without requiring the energy harvesting transducer. The integrated circuit can include a digital processor circuit coupled to the regulator circuit and a power management processor circuit. The digital processor circuit or one or more other circuits can include a subthreshold operational mode established by the power management processor circuit based on the selected energy consumption level. For example, establishing the subthreshold operational mode can include adjusting or selecting a supply voltage so as to establish subthreshold operation of a field effect transistor (FET) in the digital processor circuit or other circuits. | 1. A sensor node, comprising: a regulator circuit including an input coupleable to an energy harvesting transducer; a wireless receiver circuit coupled to the regulator circuit and configured to wirelessly receive at least enough operating energy to establish operation of the sensor node without requiring the energy harvesting transducer; a digital processor circuit coupled to the regulator circuit; and a power management processor circuit configured to select an energy consumption level of the sensor node based on an input to the regulator circuit; wherein the digital processor circuit includes a subthreshold operational mode established by the power management processor circuit based on the selected energy consumption level; and wherein establishing the subthreshold operational mode includes adjusting or selecting a supply voltage provided by the regulator circuit so as to establish subthreshold operation of a field effect transistor (FET) in the digital processor circuit.
2306 | Near field communication sensor system | A sensor system includes a person-supporting device with an antenna and a near-field communication (NFC) interrogation device. A first sensor is configured to measure a physiological parameter of a patient associated with the person-supporting device, and the NFC interrogation device and the antenna are configured to establish wireless communication with the first sensor and receive data from the first sensor from a distance of at least 10 inches. | 1. A sensor system, comprising: a person-supporting device including an antenna and a near-field communication (NFC) interrogation device; a first sensor configured to measure a physiological parameter of a person associated with the person-supporting device; wherein the NFC interrogation device and the antenna are configured to establish wireless communication with the first sensor and receive data from the first sensor from a distance of at least 10 inches; and wherein: the first sensor includes a contact sensor configured to measure a first physiological parameter of the patient while contacting the patient; the person-supporting device includes a substrate having the antenna mounted thereon; and the sensor system further comprises a second sensor mounted on the substrate, wherein the second sensor includes a contactless sensor configured to measure a second physiological parameter of the patient without contacting the patient.
2307 | Method, system and computer program product for real-time detection of sensitivity decline in analyte sensors | Method, system and computer program product for providing real time detection of analyte sensor sensitivity decline is continuous glucose monitoring systems are provided. | 1. A system for detecting signal attenuation comprising: an analyte sensor for positioning under a skin surface in fluid contact with bodily fluid; and a data processing device comprising a memory, wherein the data processing device is operatively coupled to the analyte sensor, the data processing device configured to receive a first plurality of analyte sensor related signals from the analyte sensor within a first predetermined time period determined within the first 24 hours of analyte sensor positioning under the skin surface, wherein a computer program is stored on the memory such that, when executed, the computer program causes the data processing device: to determine a probability of signal attenuation associated with the analyte sensor based at least in part on the first plurality of analyte sensor related signals, to determine a sensitivity of the analyte sensor based on a second plurality of analyte sensor related signals from the analyte sensor and a reference analyte measurement, the reference analyte measurement comprising a finger stick measurement of a blood analyte level, to determine a sensitivity ratio based on the determined sensitivity of the analyte sensor divided by a nominal sensitivity determined prior to analyte sensor positioning, the nominal sensitivity comprising a sensitivity value of the analyte sensor at the time of manufacture, and to verify a presence of signal attenuation associated with a decline in analyte sensor sensitivity when the determined sensitivity ratio is less than a first predetermined signal attenuation threshold level.
2308 | System and method of an event timing system having integrated geodetic timing points | A system and method for determining a route or waypoints along a route to be or being traveled by a participant, the system including a location device associated with the participant having a location data receiver for receiving location data from a location providing source, and a wireless communication interface, the location detection device receiving location information from the location providing source, time stamping each received location information, and transmitting location data associated with the location device over the wireless interface; a location detection device in at least periodic wireless communication with the location device for receiving the transmitted location data, and transmitting the received location data; and an event/timing system receiving the transmitted location data, and determining a route or waypoints along a route to be or being traveled by a participant that will be tracked. | 1. A system for determining a location along a route being traveled by a participant having a participant identifier that will be tracked and timed during an event, the system comprising: an RFID tag reader transmitting a tag read request and in response receiving a tag read from an RFID tag having an RF interface transmitting an RFID tag read including the participant identifier associated with the RFID tag responsive to the tag read request, the RFID tag reader determining a time for the received tag read and identifying the participant number associated with the tag read, the tag reader transmitting a tag read message over a timing system interface with the determined tag read time and the participant number; a location device associated with the participant and the participant identifier, the location device having a location information receiver receiving location information from a location providing source, a location determination module determining a participant location from the received location information and a wireless communication interface for transmitting the determined location as location data that includes the participant identifier; a location determination system in at least periodic wireless communication with the wireless communication interface of the location device receiving the transmitted location data and determining a participant location from the received location data; and a timing system receiving the participant location from the location determination system, and receiving the tag read message including the tag number and tag read time from the tag reader, associating the participant location with the tag read and tag read time, the timing system determining participant position along the route as a function of the received participant location, and generating a participant location message over an output interface the tag read time and at least one of the participant location and the determined participant route position.
2309 | Mobile terminal | A wearable mobile terminal including a wireless communication processor configured to provide wireless communication; a display; a sensor configured to sense data including at least one of a heart rate, skin temperature, respiration volume and blood pressure of a first user wearing the mobile terminal; and a controller configured to identify an emotional state of the first user based on the data sensed by the sensor, and control the wireless communication processor to transmit a signal for notifying the emotional state of the first user to at least one or more predetermined external devices, in response to the identified emotional state corresponding to a predetermined emotional state. | 1. A mobile terminal, comprising: a wireless communication processor configured to receive a signal from a first external device notifying an emotional state of a first user of the first external device; a sensor configured to sense at least one of a movement and a slope of the mobile terminal; a display; a camera; and a controller configured to: activate the camera and display a preview image obtained by the activated camera, in response to the emotional state of the first user being a specific emotional state, control the camera to capture the preview image in response to a predetermined condition, wherein the predetermined condition is determined based on the signal from the first external device and at least one of the movement and the slope of the mobile terminal, and display an execution screen of an application on a first area of the display and display the preview image on a second area of the display when the signal from the first external device is received while the application is being executed on the mobile terminal.
2310 | System and method for providing assistance during medical emergency | Various aspects of a system and method to provide assistance during a medical emergency are disclosed herein. The system comprises one or more circuits in an electronic device configured to receive sensor data associated with a user from one or more sensing devices. A change in health condition of the user is detected based on the received sensor data. Alert information that corresponds to the detected change is communicated to one or more other electronic devices associated with one or more other users. The one or more other users are selected based on profiles of the one or more other users. | 1. A first vehicle, comprising: an in-vehicle infotainment (IVI) device that comprises one or more circuits configured to: receive alert information corresponding to a detected change in health condition of a second user associated with a second vehicle; generate instruction information based on said received alert information, a profile of a first user associated with at least one of said first vehicle or said IVI device, and a health profile of said second user, wherein said health profile includes information related to a medical history of said second user; and communicate said instruction information to said second user.
2311 | Metrics to assess collar fit quality of a wearable device | A system and method for monitoring the health of an animal using multiple sensors is described. The wearable device may include one or more sensors whose resultant signal levels may be analyzed in the wearable device or uploaded to a data management server for additional analysis. One or more embodiments include variations of the sensor system to determine whether the wearable device is being worn properly by the animal so that the resultant signal levels are of optimal quality. | 1. A wearable device for an animal comprising: a housing; an accelerometer configured to track a tri-axial acceleration of the animal and output the tracked tri-axial acceleration as signals including a first axis acceleration signal relating to a first axis, a second axis acceleration signal relating to a second axis, and a third axis acceleration signal relating to a third axis; a memory storing computer-readable instructions; and a processor configured to execute the computer-readable instructions to perform processing steps including: receiving the first axis acceleration signal from the accelerometer; receiving the second axis acceleration signal from the accelerometer; receiving the third axis acceleration signal from the accelerometer; determining an acceleration vector from a combination of the first axis acceleration signal, the second axis acceleration signal, and the third axis acceleration signal; correlating the first axis acceleration signal, the second axis acceleration signal, and the third axis acceleration signal with the acceleration vector; and generating an alert signal when at least one of the three axis acceleration signals does not correlate with the acceleration vector, wherein the alert signal relates to a fit quality of the wearable device based on a lack of correlation of the acceleration vector with each of the three axis acceleration signals.
2312 | Apparatus for selectively attaching physiological sensor pod to different types of wearable apparel, and wearable apparel including the same | An apparatus selectively attaches a physiologic sensor pod to an article of apparel or clothing, wherein the sensor pod includes a housing having a top surface, a bottom surface, a peripheral surface, and a groove extending around the peripheral surface. In an embodiment, the apparatus comprises an elastic ring having an inner circumference slightly smaller than an outer circumference of the groove in the outer circumference of the sensor pod. The apparatus can also include a slit extending from an outer circumference of the elastic ring toward, but not all the way to, the inner circumference of ring, wherein a portion of fabric is insertable into the slit, at which point, a peripheral portion of the elastic ring can be sewn or otherwise attached to the fabric. In another embodiment, the adaptor includes a support ring adapted to be sewn to the elastic ring with a portion of fabric therebetween. | 1. An apparatus adapted to selectively attach a physiologic sensor pod to an article of apparel or clothing, wherein the physiologic sensor pod includes a housing having a top surface, a bottom surface, a peripheral surface extending between the top and bottom surfaces, and a groove extending around the peripheral surface of the housing, the apparatus comprising: an elastic ring having an inner circumference that is slightly smaller than an outer circumference of the groove in the outer circumference of the physiologic sensor pod; and a slit that extends from an outer circumference of the elastic ring toward, but not all the way to, the inner circumference of the elastic ring; wherein a portion of fabric of the article of apparel or clothing is insertable into the slit, at which point, a peripheral portion of the elastic ring can be sewn to or attached by an adhesive to the fabric.
2313 | Hand-held medical-data capture-device having a digital infrared sensor with no A/D converter and having interoperation with electronic medical record systems on a specific segment of a network | In one implementation, an apparatus estimates body core temperature from an infrared measurement of an external source point using a cubic relationship between the body core temperature and the measurement of an external source point is described, estimates temperature from a digital infrared sensor and determines vital signs from a solid-state image transducer, or determines vital signs from a solid-state image transducer and estimates body core temperature from an infrared measurement of an external source point using a cubic relationship between the body core temperature and the measurement of an external source point; after which the estimated and/or determined information is transmitted to an external database. | 1. A non-touch thermometer to measure a temperature, the non-touch thermometer comprising: a microprocessor; a wireless communication subsystem that is operably coupled to the microprocessor and that is operable to transmit a representation of the temperature; a battery operably coupled to the microprocessor; and a digital infrared sensor operably coupled to the microprocessor with no analog-to-digital converter operably coupled between the digital infrared sensor and the microprocessor, the digital infrared sensor having only digital readout ports, the digital infrared sensor comprising a low noise amplifier, an analog-to-digital converter, a digital signal processor, and a pulse width modulator (PWM) in a single industry standard package; wherein the digital infrared sensor is configured with no need for recalibration after an initial factory calibration with an emissivity range from 0.1 to 1.0, wherein the microprocessor is operable to receive from the digital readout ports a digital signal that is representative of an infrared signal detected by the digital infrared sensor and the microprocessor is operable to determine the temperature from the received digital signal by using the PWM.
2314 | Arm mountable portable patient monitor | An arm mountable portable patient monitoring device configured for both on patient monitoring of parameter measurements using one or more sensors operatively connected to the portable patient monitoring device and wireless transmission of parameter measurements. The arm mountable portable patient monitoring device includes a pulse oximetry sensor configured to be wrapped around a digit of a patient, a housing having a size and shape configured for mounting to a lower arm of the patient, and a strap mountable to the back side of the housing and configured to secure the housing to the lower arm of the patient. The housing includes a display, a first sensor port positioned on the housing to face toward a hand of the patient, second and third sensor ports, a battery, signal processing arrangements to cause display of parameter measurements, and a transmitter to transmit information indicative of the measurements. | 1. An arm mountable portable patient monitoring device configured for both on-patient monitoring of parameter measurements using one or more sensors operatively connected to the portable patient monitoring device and wireless transmission of parameter measurements, the portable patient monitoring device comprising: a pulse oximetry sensor configured to be wrapped around a digit of a patient, the pulse oximetry sensor including at least: a light emitter configured to emit light into a tissue site of the digit of the patient; a light detector configured output a signal responsive to at least a portion of the emitted light after attenuation by tissue of the tissue site; and a tail configured to electrically convey the signal; a housing configured for, and having a size and shape configured for, mounting to a lower arm of the patient, the housing including at least: a display positioned on a front side of the housing that is opposite a back side of the housing, the display configured to show a status of the portable patient monitoring device and one or more parameter measurements so as to be viewable by a user; a first sensor port positioned on a first side of the housing, the first side of the housing configured to face toward a hand having the digit of the patient under measurement, the first sensor port configured to physically couple to the tail of the pulse oximetry sensor and to electrically receive the signal from the pulse oximetry sensor, wherein the first sensor port is positioned on the first side of the housing such that, when the tail is physically coupled to the first sensor port, the tail extends from the first sensor port along an axis perpendicular to a face of the first side of the housing on which the first sensor port is positioned; a second sensor port configured to receive information from an EKG sensor arrangement via a wired connection; a third sensor port configured to receive information from a blood pressure sensor arrangement via a wired connection; a rechargeable battery configured to power the portable patient monitoring device including the pulse oximetry sensor; one or more signal processing arrangements configured to: receive the signal from the pulse oximetry sensor; derive, based on the signal, measurements of oxygen saturation and pulse rate; and cause to be displayed, on the display, the measurements of oxygen saturation and pulse rate; and a transmitter configured to: wirelessly transmit a transmit signal indicative of the measurements of oxygen saturation and pulse rate to a separate computing device configured to display the measurements of oxygen saturation and pulse rate; and a strap mountable to the back side of the housing, the strap configured to secure the housing to the lower arm of the patient.
2315 | Printed circuit board assembly with ferrite for medical device | A printed circuit board assembly includes a printed circuit board and a ferrite. The printed circuit board has a substantially planar top surface and a substantially planar bottom surface. The ferrite has an annular cross section that defines a channel. The ferrite is positioned on the printed circuit board such that a portion of the plurality of traces passes through the channel. | 1. A printed circuit board assembly, comprising: a printed circuit board, comprising: a plurality of traces; two slots defining a tongue portion of the printed circuit board; a substantially planar top surface; and a substantially planar bottom surface; and a ferrite having an annular cross section defining a channel, wherein the ferrite extends through the two slots and is positioned on and surrounds at least part of the tongue portion of the printed circuit board, such that a portion of the plurality of traces passes through the channel of the ferrite.
2316 | Surgical instruments, systems, and methods incorporating wireless bi-directional communication | A surgical system and method is provided generally including a portable surgical instrument, a battery assembly, and a battery charger. The battery assembly is removably coupled to the portable surgical instrument and is configured to wirelessly transfer electrical power to the portable surgical instrument. The battery assembly is also removably couplable to the battery charger and is configured to wirelessly transfer electrical power to the battery charger and wirelessly receive electrical power from the battery charger. The portable surgical instrument and the battery charger are configured for simultaneous bi-directional communication of data with the battery assembly via the transferred or received electrical power. | 1. A surgical system, comprising: a surgical instrument; and a battery assembly, including battery circuitry, removably coupled to the surgical instrument and configured to wirelessly transfer electrical power to the surgical instrument, the surgical instrument and the battery assembly configured for simultaneous bi-directional communication of data via the transferred electrical power, wherein the battery circuitry is configured to transmit data to the surgical instrument by using a first transmission protocol and receive data from a device by using a second transmission protocol.
2317 | Obstacle avoidance using mobile devices | Methods, systems, and products estimate distances to aid a visually impaired user of a mobile device. As the user carries the mobile device, a camera in the mobile device captures images of a walking cane. The images of the walking cane are analyzed to infer a distance between a tip of the walking cane and the mobile device. The distance may then be used by navigational tools to aid the visually impaired user. | 1. A method, comprising: pairing a visually impaired walking cane to a mobile device; receiving, by the mobile device, an orientation angle sent from the visually impaired walking cane; querying, by the mobile device, an electronic database for an identifier associated with the visually impaired walking cane, the electronic database electronically associating the cane identifier to parameters associated with the visually impaired walking cane; retrieving, by the mobile device, a length associated with the visually impaired walking cane in the electronic database that is electronically associated to the cane identifier; and inferring, by the mobile device, a distance to an obstacle based on the orientation angle of the visually impaired walking cane and the length identified in the electronic database; wherein the distance to the obstacle aids a visually impaired user.
2318 | Spinal cord stimulator system | A wireless charger system for inductively charging a rechargeable battery of an implantable pulse generator (IPG) implanted in a human body is provided. A charging coil in the charger is wirelessly coupled to a receiving coil of the IPG to charge the rechargeable battery. An end-of-charge (EOC) circuit continuously monitors the reflected impedance from a reflected impedance sensor and determines the end of charge when a predetermined pattern of the reflected impedance corresponding to an EOC signal from the IPG is received. Advantageously, receiving the EOC signal through the charging coil eliminates the need to provide a separate communication circuit in the IPG that communicates with the charger. | 1. A wireless charger system for inductively charging a rechargeable battery of an implantable pulse generator (IPG) implanted in a human body, the wireless charger system comprising: a charging coil adapted to be wirelessly coupled to a receiving coil of the IPG to charge the rechargeable battery, wherein the charging coil is backed by a ferrite plate; a reflected impedance sensor coupled to the charging coil to detect a reflected impedance of the charging coil; an end-of-charge (EOC) circuit coupled to the reflected impedance sensor, the EOC circuit adapted to continuously monitor the reflected impedance from the reflected impedance sensor and determine the end of charge when a predetermined pattern of the reflected impedance corresponding to an EOC signal from the IPG is received; and a feedback closed loop control configured to reduce losses in the wireless charger system during recharging.
2319 | Defibrillator communication system | A defibrillator system optimizes the timing and manner of applying a defibrillator charge to a patient based upon data provided to the defibrillator from a utility module or one or more external devices. A parameter module on the utility module provides the defibrillator with patient parameter information. Devices external to the utility module may provide the utility module with coaching data that the utility module may pass through to the defibrillator as a proxy to the external devices. The utility module may also provide external devices with patient data that the utility module may pass through to the external devices as a proxy to the defibrillator on a scheduled or other basis. The utility module may additionally provide a reserve of power to enable defibrillators to be used where power is unavailable and to enable defibrillators to deliver multiple charges more readily anywhere, anytime. | 1. A utility module external to a patient, and having no independent defibrillation capability, the utility module comprising: a communication module configured to transmit data from the utility module; and a module processor configured to control the communication module, wherein: the module processor is configured to execute an instance of an event service that provides data communications between the utility module and an external device having no independent defibrillation capability, via a server; the module processor is further configured to control data communications between the utility module and a separate external defibrillator; and the defibrillator comprises an energy storage device configured to store a defibrillation charge and a defibrillator processor configured to control when to apply the defibrillation charge to defibrillate the patient.
2320 | Leadless cardiac pacemaker system for usage in combination with an implantable cardioverter-defibrillator | A cardiac pacing system comprising one or more leadless cardiac pacemakers configured for implantation in electrical contact with a cardiac chamber and configured to perform cardiac pacing functions in combination with a co-implanted implantable cardioverter-defibrillator (ICD). The leadless cardiac pacemaker comprises at least two leadless electrodes configured for delivering cardiac pacing pulses, sensing evoked and/or natural cardiac electrical signals, and bidirectionally communicating with the co-implanted ICD. | 1. A cardiac pacing system comprising: a subcutaneous implantable cardioverter-defibrillator (SICD) configured for implantation within a torso of a patient, the SICD comprising: a housing; an electric circuit contained within the housing; and a subcutaneous lead having one or more electrodes coupled to the electric circuit, the one or more electrodes being configured to sense cardiac signals in one or more chambers of the patient'ss heart; and at least one leadless pacemaker configured for implantation in at least one cardiac chamber of the patient and configured for leadless cardiac pacing, the at least one leadless pacemaker comprising: a housing; at least a first electrode formed integrally to the housing or coupled to the housing of the at least one leadless pacemaker at a maximum distance of 2 centimeters; at least a second electrode formed integrally to the housing or coupled to the housing of the at least one leadless pacemaker at a maximum distance of 2 centimeters; a pulse generator hermetically contained within the housing of the at least one leadless pacemaker and electrically coupled to at least the first and second electrodes of the at least one leadless pacemaker, the pulse generator configured to generate and deliver electrical pulses via at least the first and second electrodes of the leadless cardiac pacemaker to cause cardiac contractions; circuitry contained within the housing of the at least one leadless pacemaker, wherein the circuitry consumes no more than 64 microwatts, the circuitry comprising a processor hermetically contained within the housing of the at least one leadless pacemaker and communicatively coupled to the pulse generator and at least the first and second electrodes of the at least one leadless pacemaker, the processor configured to control electrical pulse delivery according to programmed instructions, wherein the SICD is configured to transmit programming instructions to the at least one leadless pacemaker; and a primary power supply hermetically contained within the housing of the at least one leadless pacemaker and coupled to the pulse generator, the primary power supply configured to supply energy for operations and electrical pulse generation as a source internal to the housing of the at least one leadless pacemaker.
2321 | Dipole array arrangement | An apparatus can be provided that can include a plurality of electric dipole antenna arrangements, and a processing arrangement configured to receive a signal(s) from the electric dipole antenna arrangements, and generate a magnetic resonance image based on the signal(s). Each of the electric dipole antenna arrangements can have at least two poles extending in opposite directions from each other. One of the poles can have a curved shape, which can bifurcate and follow two mirror symmetric S-shapes. | 1. An apparatus comprising: a plurality of electric dipole antenna arrangements, wherein each of the electric dipole antenna arrangements has at least two poles extending in opposite directions from each other; and a processing arrangement configured to receive at least one signal from the electric dipole antenna arrangements, and generating a magnetic resonance image based on the at least one signal.
2322 | Curved body and wearable device therewith | A wearable device may include: a strap including a substantially polygonal opening and a buckle formed at one end thereof; a buckle part configured to fasten opposite ends of the strap to each other by binding the opposite ends of the strap; and a body configured to be coupled to the opening by being fitted into the opening or decoupled from the opening. The body may include a front surface and a rear surface, and a display having a substantially polygonal shape when viewed from the top on the front surface, and a biometric sensor disposed on the rear surface. | 1. A wearable device comprising: a strap having a first end and a second end, the strap comprising an opening and a buckle part formed at one of the first and second ends; the buckle part configured to fasten the first and second ends of the strap to each other; and an elongated body configured to be removably coupled to the opening by being fitted into the opening, wherein the body comprises a front side and a rear side, wherein the body comprises a display visible through its front side, the display configured to have substantially polygonal shape, and wherein the body further comprises a biometric sensor configured to sense through its rear side, and wherein the opening is surrounded by flexible material forming a portion of the strap and the elongated body is fitted to the opening by making direct contact with the flexible material.
2323 | Virtual trainer optimizer method and system | This disclosure provides an augmented Virtual Trainer (VT) method and system. According to an exemplary system, a video based physiological metric system is integrated with a VT system to provide health and/or safety related data associated with a user of the VT system. According to an exemplary embodiment, the disclosed augmented VT system modifies an exercise routine based on the physiological metrics and/or provides audio signals to the user. | 1. A computer implemented virtual training (VT) method comprising: a VT system electronically communicating via one or both of video and audio instructions for performing an exercise routine to a user of the VT system, the exercise routine to be performed by the user; a sensing system sensing exercise motion of the user using one or more sensing elements, the sensing elements including an image capturing device acquiring an image of the user the image capturing system including a tandem depth sensing range camera and a RGB color camera configured to generate a RGBD (Red-Green-Blue-Depth) image of the user; an exertion level inspection system processing the image of the user captured by the image capturing device to determine, by an application of animation techniques, an exertion level of the user during performance of the exercise routine, and based on the determined exertion level of the user, the exertion level inspection system performing one of the following optimizations: a) visually and/or audibly communicating to the user one or more instructions which increase the user'ss exertion level; b) visually and/or audibly communicating to the user one or more instructions which decrease the user'ss exertion level; or c) visually and/or audibly communicating to the user one or more instructions which maintain the user'ss exertion levels, wherein the method optimizes the user'ss exertion level by dynamically modifying, the instructions for performing the exercise routine to achieve a determined optimum exertion level of the user.
2324 | Systems and methods for generating distractors in language learning | Disclosed are systems, methods, and products for language learning software that automatically extracts text from resources using various natural-language processing features, which can be combined with custom-designed learning activities to offer a needs-based, adaptive learning methodology. The system may receive a text, extract keywords pedagogically valuable to non-native language learning, assign a difficulty score to the text using various linguistic attributes of the text, generate a list of potential distractors for each keyword related to a resource to implement in learning activities. Distractors may be of various types, which are dynamically selected from a distractor store depending on a learning activity chosen to meet a learner's needs. Distractors may vary in difficulty, and may be dynamically selected based on a learner's overall proficiency or based on a learner's abilities in specific language skills. | 1. A computer-implemented method comprising: automatically selecting, by a computer, from a keyword store a set of one or more target words stored in the keyword store, each respective target word having a word difficulty score based upon one or more skill scores of a learner-record stored in a learner database, wherein the keyword store is configured to store a plurality of target words extracted from one or more resources, and metadata associated with each respective target word, and wherein the metadata associated with each respective target word in the keyword word store indicates the word difficulty score of the respective target word; generating, by the computer, a set of one or more semantic distractors comprising one or more words having a definition that is related to a target word; identifying, by the computer, in a dictionary source a plurality of words having an edit distance based upon the target word, wherein the edit distance of a word is an amount of letter-insertions and letter-deletions required for the word to be the target word; generating, by the computer, a set of one or more orthographic distractors comprising one or more words of the plurality of words, wherein the edit distance of each respective word in the set of orthographic distractors satisfies an edit distance amount setting, and wherein the edit distance amount setting limits the edit distance of the respective word based upon the one or more skill scores of the learner-record; generating, by the computer, a set of phonetic distractors comprising one or more homophones of the target word, based upon the one or more skill scores of the learner-record; extracting, by the computer, a plurality of target words from one or more resources; for each respective target word: determining, by the computer, the word difficulty score based upon one or more characteristics of the target word; generating, by the computer, the metadata of the target word, the metadata indicating the word difficulty score and a resource containing the target word; and storing, by the computer, the target word and the metadata associated with the target word into the keyword store; receiving, by the computer, the resource of the one or more resources containing the respective target word of the set of one or more target words from a computing device; determining, by the computer, a resource difficulty score associated with the resource based upon one or more characteristics of the resource; and storing, by the computer, into a resource store configured to store the one or more resources, at least a portion of the resource and metadata indicating the resource difficulty score.
2325 | Medical amplifier isolation | This disclosure provides isolation for a medical amplifier by providing a low impedance path for noise across an isolation barrier. The low impedance path can include a capacitive coupling between a patient ground, which is isolated from control circuitry, and a functional ground of an isolation system that is isolated from earth ground. The low impedance path can draw noise current from an input of an amplifier of patient circuitry. | 1. A medical amplifier system comprising: a patient circuitry stage configured to receive electrical signals from a patient and provide corresponding output electrical signals, the patient circuitry stage comprising an electrical connection to a patient ground; at least one control circuitry stage configured to monitor the corresponding output electrical signals provided by the patient circuitry stage; and an isolation system electrically isolating the patient circuitry stage from the at least one control circuitry stage, the isolation system comprising a capacitive coupling between the patient ground and a functional ground of the isolation system, the functional ground being electrically isolated from earth ground in the control circuitry stage.
2326 | Phase controlled array for wirelessly powering implantable devices | A reader device includes an array of antenna coils configured to electromagnetically couple with devices implanted beneath or within skin of a human body. An implanted device can include a loop antenna or other means configured to couple with at least one antenna coil of the reader device to receive radio frequency energy from the reader device. The antenna coil array is configured to mount to the skin surface to improve the coupling between the implanted device and coils of the array. Further, the reader device is configured to select two or more antenna coils of the array and to operate the selected antenna coils to emit radio frequency power at respective amplitudes and relative phases to provide radio frequency power to the implanted device while increasing efficiency of the power transfer and reducing the exposure of the skin to radio frequency energy. | 1. A device comprising: an array of antennas, wherein the array of antennas can be mounted proximate a skin surface and to span a specified area of the skin surface when so mounted, such that each antenna of the array of antennas has a respective degree of electromagnetic coupling with an antenna of an implanted device that is implanted beneath the skin surface; and a controller operably coupled to the array of antennas, wherein the controller comprises a computing device programmed to perform operations comprising: determining a location, relative to the array of antennas, of the implanted device; determining, based on the determined location of the implanted device, an amplitude and a relative phase for each of at least two antennas of the array of antennas; and operating the at least two antennas of the array of antennas to provide electromagnetic energy to the implanted device, wherein operating the at least two antennas comprises emitting from each of the at least two antennas electromagnetic energy according to a corresponding determined amplitude and relative phase.
2327 | Streaming music using authentication information | Techniques provided herein may facilitate registering audio content services with an audio system. An example technique involves a computing device receiving via a control interface for controlling an audio system, an input to register an audio content service with the audio system, where an audio content service application corresponding to the audio content service is installed on the computing device. The computing device identifies authentication information used by the audio content service application to access the audio content service and registers the audio system with the audio content service based at least in part on authentication information used by the audio content service application to access the audio content service. After registering the audio system with the audio content service, the computing device causes at least one playback device of the audio system to stream music from the audio content service. | 1. A non-transitory computer-readable medium having stored thereon instructions executable by a computing device to perform operations comprising: receiving via a first control interface of an audio content service application on the computing device, a first input to request audio content from an audio content service, wherein the audio content service application is registered with the audio content service using particular authentication information: based on the first request playing back by the computing device, audio content streaming from the audio content service using the particular authentication information: subsequently, receiving via a second control interface of an audio system controller application of the audio content service for controlling an audio system, a second input to register the audio content service with the audio system; based on the second input identifying the particular authentication information used by the audio content service application to access the audio content service; transmitting to the audio system, the particular authentication information to cause the audio system to registering the audio system with the audio content service based at least in part on the particular authentication information; and after registering the audio system with the audio content service, receiving via the second control interface, a third input to cause at least one playback device of the audio system to stream music from the audio content service.
2328 | Method and apparatus for authenticating user based on biosignal | A method and apparatus for authenticating a user are provided. An authentication apparatus includes a data set generator configured to generate an authentication data set by extracting waveforms from a biosignal of a user, a similarity calculator configured to match each of the extracted waveforms to registered waveforms included in a registration data set, and calculate a similarity between each of the extracted waveforms and the registered waveforms, and an auxiliary similarity calculator configured to extract a representative authentication waveform indicating a representative waveform of the extracted waveforms and a representative registration waveform indicating a representative waveform of the registered waveforms, and calculate a similarity between the representative authentication waveform and the representative registration waveform. | 1. An authentication apparatus comprising: a sensor configured to detect a biosignal of a user; and a processor configured to extract a plurality of waveforms from the detected biosignal, obtain a plurality of registered waveforms of a stored biosignal of a registered user, match each waveform of the plurality of waveforms to each registered waveform of the plurality of registered waveforms, such that each waveform is matched to every registered waveform calculate a similarity for each matched waveform and each matched registered waveform, extract a representative authentication waveform indicating a representative waveform of the extracted waveforms and a representative registration waveform indicating a representative waveform of the registered waveforms, calculate a representative similarity between the representative authentication waveform and the representative registration waveform, and authenticate the user based on each similarity between each waveform and each registered waveform and the representative similarity.
2329 | System and method for generating extreme ultraviolet light | A system includes a chamber, a laser beam apparatus configured to generate a laser beam to be introduced into the chamber, a laser controller for the laser beam apparatus to control at least a beam intensity and an output timing of the laser beam, and a target supply unit configured to supply a target material into the chamber, the target material being irradiated with the laser beam for generating extreme ultraviolet light. | 1. A system comprising: a laser system configured to generate a pre-pulse laser beam with a pulse duration of less than 1 ns, and a main pulse laser beam; a target supply unit configured to supply a target material to be irradiated with the pre-pulse laser beam and the main pulse laser beam for generating extreme ultraviolet light; and a laser controller configured to control the laser system such that a fluence of the pre-pulse laser beam is lower than a fluence of the main pulse laser beam and a beam intensity of the pre-pulse laser beam is higher than a beam intensity of the main pulse laser beam.
2330 | Closed feedback loop to verify a position of an adjustable bed | This disclosure concerns a wireless communication system adapted to produce a closed-loop feedback scheme between a handheld remote control and an adjustable bed controller. The adjustable bed controller is adapted to, in response to a receipt of a motion command from the handheld remote control via the closed-loop feedback scheme, adjust, with feedback, a portion of an adjustable bed. The feedback is based on a comparison of sensor feedback and a predetermined position stored in a memory of the adjustable bed controller. The handheld remote control can receive, through the closed-loop feedback scheme, a returned confirmation reflecting the state of the position of the bed segment in response to the control signal. | 1. A control system, comprising: a wireless communication system adapted to produce a closed-loop feedback scheme between a handheld remote control and at least an adjustable bed controller, the adjustable bed controller adapted to, in response to a receipt of a motion command from the handheld remote control, adjust, with feedback, a portion of an adjustable bed; wherein the feedback is based on a comparison of sensor feedback and a predetermined position stored in a memory of the adjustable bed controller; the handheld remote control capable of transmitting a code key together with a control signal for an articulating adjustment of the position of a bed segment to the adjustable bed controller using the closed-loop feedback scheme; and the handheld remote control further capable of receiving, through the closed-loop feedback scheme, a returned confirmation reflecting the state of the position of the bed segment in response to said control signal; wherein the handheld remote control is communication matched to the adjustable bed controller with the code key transmitted together with the control signal from the handheld remote control to the adjustable bed controller, the code key indicating that the control signal can be received and executed therebetween, and the handheld remote control is adapted to receive from the adjustable bed controller an indication that the code key has been received and accepted.
2331 | Sweat sensing device communication security and compliance | The invention addresses confounding difficulties involving continuous sweat analyte measurement. Specifically, the present invention provides: at least one component capable of monitoring whether a sweat sensing device is in sufficient contact with a wearer's skin to allow proper device operation; at least one component capable of monitoring whether the device is operating on a wearer's skin; at least one means of determining whether the device wearer is a target individual within a probability range; at least one component capable of generating and communicating alert messages to the device user(s) related to: wearer safety, wearer physiological condition, compliance with a requirement to wear a device, device operation; compliance with a behavior requirement, or other purposes that may be derived from sweat sensor data; and the ability to utilize aggregated sweat sensor data that may be correlated with information external to the device to enhance the predictive capabilities of the device. | 1. A system comprising: a first device; a second device; and an apparatus for sensing and analyzing at least one fluid, wherein the apparatus includes an electronic layer comprising at least one sensor wherein the apparatus analyzes at least one biomarker of the fluid, calculates at least one output of the at least one fluid biomarker using at least one algorithm, and transmits the at least one output to the first device; wherein the first device transmits the at least one output to the second device; and wherein the apparatus further includes: a double-sided adhesive layer; a microfluidic layer; and a vapor porous, top layer; wherein the electronic layer is adhered to the double-sided adhesive layer; wherein the microfluidic layer is positioned on the same side of double-sided adhesive layer as the electronic layer; wherein the microfluidic layer and the electronic layer are substantially equidistant from the double-sided adhesive layer; wherein the vapor porous, top layer is placed on and completely covers the microfluidic layer and the electronic layer; and wherein the vapor porous, top layer is adhered to the double-sided adhesive layer.
2332 | Vector space methods towards the assessment and improvement of neurological conditions | Path variables of a mallet cube until a hit in an interactive game involving cubes movable in three dimensions are indicative of both hyperactivity and inattention. | 1. A method of diagnosing Attention Deficit Hyperactivity Disorder (ADHD) employing a system comprising a plurality of cubes, each cube comprising a tangible computer that: wirelessly communicates with a game computer; includes a display on one side, wherein the display displays an image received from said game computer; wherein a cube wirelessly communicates motion information to said game computer, the method comprising: employing on said game computer a tangible-graphical interactive game with a patient that requires a patient to move a mallet cube to hit a gopher cube, wherein the mallet cube displays on its display a mallet image; and wherein the gopher cube displays on its display a gopher image; the tangible-graphical interactive game using motion information from the mallet cube to determine the movement of the mallet cube in at least 2 dimensions from a starting position until the mallet cube hits the gopher cube to generate measurement metrics; and generating from said measurement metrics a signal that indicates whether there is a likelihood that the patient has ADHD.
2333 | Multi-channel neural signal amplifier system providing high CMRR across an extended frequency range | A high CMRR neural signal amplifier is configured for supply rail common mode feedback (SR-CMFB) whereby a set of CMFB signals is provided to supply rails of front end LNAs. High CMRR is maintained through buffering outputs of front end signal LNAs and a reference LNA coupled to signal and reference inputs of second stage amplifiers, respectively; and buffering the reference LNA output using an active/guard buffer pair, whereby across a plurality of distinct multiplexing time intervals, during each multiplexing time interval one buffer of the pair functions as an active buffer that drives second stage amplifier reference inputs corresponding to second stage amplifier outputs being multiplexed to a set of multiplexor outputs, and the other buffer of the pair functions as a guard buffer coupled to other second stage amplifier reference inputs corresponding to second stage amplifier outputs not being multiplexed to the set of multiplexor outputs. | 1. A biopotential amplifier configured for detecting, sensing, recording, or amplifying biopotentials across multiple biopotential amplifier channels, the biopotential amplifier comprising: an input stage having a plurality of inputs and a plurality of outputs, the input stage comprising: a plurality of signal low noise amplifiers (LNAs) comprising a signal LNA corresponding to each channel of the multiple biopotential amplifier channels, each signal LNA for a given channel of the multiple biopotential amplifier channels having an input configured for receiving a biopotential signal corresponding to the given channel, an output, a supply terminal (LNAVDD terminal) corresponding to a positive supply rail at which a supply signal is providable, and a ground terminal (LNAVSS terminal) corresponding to a negative supply rail couplable to electrical ground; and a reference low noise amplifier (LNA) having an input configured for receiving a reference signal, an output, a supply terminal (LNAVDD terminal) corresponding to a positive supply rail at which a supply signal is providable, and a ground terminal (LNAVSS terminal) corresponding to a negative supply rail couplable to electrical ground; a second stage comprising a second stage amplification and/or processing unit, which for a given channel has each of a signal input coupled to the output of the signal LNA and an output corresponding to the given channel, the second stage amplification and/or processing unit further including at least one reference input coupled to the output of reference LNA; and a common mode feedback (CMFB) signal generator configured to provide a set of CMFB signals to at least one supply rail of the input stage.
2334 | Spinal graft | Provided herein is a spinal graft that fuses to and stabilizes the spine upon placement thereby helping to prevent spinal stenosis recurrence and eliminating pain associated with an unstable spine. The graft may be coated with a human birth tissue composition. Also provided herein are methods of stabilizing the spine after decompression surgery. | 1. A graft comprising: a superior arm having a surface defining a notch positioned at a central region of the superior arm to receive and contact against an inferior edge of a spinous process of a superior vertebra; an inferior arm having a surface defining a notch positioned at a central region of the inferior arm to receive and contact against a superior edge of a spinous process of an inferior vertebra; a first wing for extending into a first vertebral gutter; a second wing for extending into a second vertebral gutter; and an effective amount of a flowable human birth tissue material composition deposited on an outer surface of the graft, the flowable human birth tissue material composition comprising one or more morselized placental tissue components.
2335 | Multi-user medical robotic system for collaboration or training in minimally invasive surgical procedures | A multi-user medical robotic system for collaboration or training in minimally invasive surgical procedures includes first and second master input devices, a first slave robotic mechanism, and at least one processor configured to generate a first slave command for the first slave robotic mechanism by switchably using one or both of a first command indicative of manipulation of the first master input device by a first user and a second command indicative of manipulation of the second master input device by a second user. To facilitate the collaboration or training, both first and second users communicate with each other through an audio system and see the minimally invasive surgery site on first and second displays respectively viewable by the first and second users. | 1. A medical system comprising: a first slave manipulator configured to move a first device according to a first slave command; a first input device operated by a first user, the first input device configured to generate a first command by the first user operating the first input device; and a control station operated by a second user, the control station coupled to the first slave manipulator and the first input device, the control station including: a second input device operated by the second user, the second input device configured to generate a second command by the second user operating the second input device; means for generating one or more switch commands; and an association module adapted to: receive the first command and the second command, generate the first slave command by using one or both of the first command and the second command according to the one or more switch commands; and provide the first slave command to the first slave manipulator.
2336 | Auto-injector and drive unit therefor | Provided is a drive unit for an auto-injector having a drive unit housing arranged for docking receipt of a syringe or of a cassette unit comprising a syringe movable from a rest position, in which a needle tip of the syringe is within the drive unit housing to a use position, in which the needle tip protrudes from a needle delivery aperture; and a drive arrangement including one or more electrically powered sources of axial drive; a first drive transfer element for advancing the syringe to said use position; and a second drive transfer element for moving a plunger into the barrel of the syringe to eject liquid contents thereof. The drive unit housing is provided with a skin sensor arrangement having an array of plural skin sensor electrodes located about the needle delivery aperture. | 1. A drive unit for an auto-injector comprising: a drive unit housing arranged for receipt of a syringe, wherein said syringe is movable from a rest position, in which a needle tip of the syringe is within the drive unit housing, to a use position, in which said needle tip protrudes from a needle delivery aperture of the drive unit housing; and a drive arrangement comprising an electrically powered source of axial drive for advancing the syringe to said use position and ejecting at least part of a volume of liquid drug formulation, wherein the drive unit housing is provided with a skin sensor arrangement comprising an array of skin sensor electrodes located peripherally around the needle delivery aperture, and wherein the array of skin sensor electrodes comprises from 4 to 10 individual skin sensor electrodes.
2337 | Determination of dipole for tissue conductance communication | Aspects of the present disclosure include a medical device system including an implantable medical device and an external device with three or more electrodes configured to contact a patient's skin. The external device either transmits or receives a test signal to or from the implantable medical device using a plurality of possible receive dipoles, where each possible receive dipole is formed by a pair of electrodes. A signal quality monitor, either at the implantable medical device or at the external device, measures a signal quality for the possible receive dipoles. | 1. An external device comprising: a plurality of three or more electrodes positionable at different tissue contact points on an external tissue surface of a patient; a communication unit configured to communicate with an implantable medical device via a plurality of dipoles formed by different combinations of two of the three or more electrodes, wherein the communication unit is further configured to transmit a signal causing the implantable medical device to enter a test mode; a processor configured to identify a dipole that provides at least a minimum signal quality with the implantable medical device, wherein the processor identifies the dipole that provides the at least minimum signal quality based on one or more test signals generated during the test mode; and a test analysis module configured to present to a user an indication of the dipole identified based on the one or more test signals.
2338 | Reflective lenses to auto-calibrate a wearable system | Example embodiments include a lens having an IR-reflective coating that is selectively applied to form a variable infrared (IR) interaction pattern on the lens. The variable IR interaction pattern may vary in the manner it interacts with IR wavelengths, so as to provide a machine-readable code when the lens is illuminated by IR light. Accordingly, variable IR interaction patterns may be used to identify particular lenses. Accordingly, a glasses-style, modular, head-mountable device (HMD) may identify which of a number of different possible lenses are currently attached to the HMD, and update certain processes according to the lens or lenses is or are attached. For example, an HMD may calibrate an eye-tracking process according to the particular lens that is attached. | 1. A method comprising: receiving, by a computing system, infrared (IR) image data of an inner surface of a lens of a head-mountable device (HMD), wherein the image data is captured while the inner surface of the lens is illuminated with infrared light; detecting, by the computing system, in the IR image data of the inner surface of the lens, a reflection of an eye area on the inner surface of the lens; detecting, by the computing system, in the IR image data of the inner surface of the lens, a variable IR interaction pattern of the lens; determining, by the computing system, a lens that corresponds to the detected variable IR interaction pattern; calibrating, by the computing system, an eye-analysis process based on the determined lens; and after calibrating the eye-analysis process, applying the eye-analysis process to the reflection of the eye area to determine data corresponding to an eye.
2339 | HERMA—heartbeat microwave authentication | Systems and methods for identifying and/or authenticating individuals utilizing microwave sensing modules are disclosed. A HEaRtbeat Microwave Authentication (HERMA) system can enable the active identification and/or authentication of a user by analyzing reflected RF signals that contain a person's unique characteristics related to their heartbeats. An illumination signal is transmitted towards a person where a reflected signal captures the motion of the skin and tissue (i.e. displacement) due to the person's heartbeats. The HERMA system can utilize existing transmitters in a mobile device (e.g. Wi-Fi, Bluetooth, Cellphone signals) as the illumination source with at least one external receive antenna. The received reflected signals can be pre-processed and analyzed to identify and/or authenticate a user. | 1. A microwave sensor module for authenticating a person using data related to the person'ss heartbeat, comprising: at least one transmitter configured to transmit a continuous wave (CW) radio frequency (RF) signal; at least one receiver configured to receive a reflected microwave signal from a person that contains information related to the person'ss heartbeat; a processor; a memory containing an authentication application, wherein the authentication application configures the processor to: receive a portion of the transmitted RF signal using the at least one receiver, wherein the received portion of the transmitted RF signal is utilized as a reference for coherent detection; extract heartbeat data from the reflected signal related to displacement as a result of the person'ss heartbeat; compare the extracted heartbeat data against at least one template profile; and authenticate the person based upon the comparison of the extracted heartbeat data and the at least one template profile.
2340 | Dynamic alarm system for reducing alarm fatigue | A dynamic alarm system that can assess the background noise in a clinical environment with sub-minute time sampling and change the alarm output to a desired signal-to-noise ratio (SNR) below ambient noise (negative SNR) to minimize clinician fatigue and ameliorate deleterious patient outcomes, while preserving clinician performance. | 1. A dynamic alarm system comprising: a housing; an electronic processor; a microphone electronically coupled to the electronic processor, the microphone configured to sense an ambient noise level proximal to the housing; a user interface on the housing and electronically coupled to the electronic processor, the user interface configured to allow a user to select a signal-to-noise ratio based on the ambient noise level; and a speaker electronically coupled to the electronic processor, the speaker configured to output an audible tone according to the selected signal-to-noise ratio when a physiological parameter detected by a sensor coupled to a patient exceeds a preselected threshold for that physiological parameter.
2341 | System and method for teaching basic ultrasound skills | A system and method that improves the speed and efficiency through which ultrasound practitioners acquire and develop essential basic ultrasound skills in a simulated environment without the need of actual patients or subjects. The system utilizes a simulator with an input device that manipulate a virtual transducer probe in a simulated 3D space to cut a slice through a basic shape. A 2D section of the cut plane is also displayed so that the practitioner can learn to relate 2D section with their 3D objects cut in cross-section. | 1. A method for teaching practitioners basic ultrasound skills, comprising: a. providing a training simulator system, comprising: i. an input device to control a virtual ultrasound probe that lets a practitioner determine a position and an orientation of the virtual ultrasound probe proportionate to the position and the orientation of the input device, wherein the input device is a motion-sensing device in the form of a transducer frame that mimics a real ultrasound probe, ii. an apparatus containing an object having a basic shape that is scanned by the input device, the basic shape representing an abstraction of an anatomical part; iii. a display device comprising a plurality of windows for displaying, during operation, a menu of virtual basic shapes in a first window, a menu of available virtual transducer probes in a second window, the virtual ultrasound probe and a simulated environment in a third window, and a 2D image of a section representing an ultrasound slice in a fourth window; b. receiving a user selection of one virtual basic shape from the menu of virtual basic shapes that corresponds with the basic shape of the object within the apparatus, and receiving a user selection of one available virtual transducer probe from the menu of available virtual transducer probes, which corresponds to the input device and the virtual ultrasound probe controlled by the input device; c. displaying the virtual ultrasound probe corresponding to the available virtual transducer probe selected and the selected virtual basic shape on the third window of the display device, wherein a scanning plane is emitted from the virtual ultrasound probe through the simulated environment for visualizing a location, a direction, and an orientation of a virtual sound wave; d. using the input device in combination with the apparatus to detect the basic shape of the object in the apparatus, wherein the basic shape is selected from a group consisting of cones, conic sections, spheres, cylinders, tubes, crossing tubes, and bifurcating tubes; e. receiving instructions from the input device to manipulate the position and the orientation of the virtual ultrasound probe relative to the virtual basic shape to define the ultrasound slice through the virtual basic shape by the scanning plane, wherein movement of the virtual ultrasound probe in three dimensions correlates with movement of the input device in three dimensions; and f. displaying in the fourth window of the display device simultaneously with displaying the virtual probe on the third window of the display device, the 2D image of a section of the virtual basic shape defined based on the scanning plane as manipulated by the input device.
2342 | Remote flashing during infusion | A medical device controller operating in conjunction with a medical device determines one or more current versions of executable code associated with one or more processors in a medical device. Medical devices may include infusion pumps, other patient treatment devices as well as vital signs monitors. The medical device controller determines one or more current versions of executable code and configuration information associated with the one or more processors in the medical device. The medical device controller further determines which of the processors in the medical device require updated executable code, and which of the processors in the medical device require updated configuration information. The medical device controller distributes to the medical device as required at least one of the updated executable code and the updated configuration information. The medical device deploys the distributed updates, and activates the updates at a clinically appropriate time. | 1. A method comprising: determining, at a medical device controller, one or more current versions of executable code associated with one or more processors in a medical device, wherein the medical device controller operates in conjunction with the medical device; determining, at the medical device controller, one or more current versions of configuration information associated with the one or more processors in the medical device, the configuration information including patient treatment information; determining, at the medical device controller, which of the one or more processors in the medical device require updated executable code, and which of the one or more processors in the medical device require updated configuration information associated with the updated executable code; and distributing, from the medical device controller to the medical device, at least one of the updated executable code and the updated configuration information as required by the one or more processors in the medical device; activating at least one of the updated executable code and the updated configuration information at the medical device at a clinically appropriate time based on the patient treatment information.
2343 | Information transmission device and information transmission method | An information transmission device includes an information transmission unit configured to tactilely transmit text information, and at least one processor configured to control the information transmission unit. The information transmission unit includes a plurality of stimulation applying units configured to apply tactile stimulation to a touched part of a human body. The at least one processor is configured to control the information transmission unit such that stimulation applying units selected for forming a letter from among the plurality of stimulation applying units produce the tactile stimulation and the tactile stimulation produced by each of the selected stimulation applying units varies in a predetermined order. | 1. An information transmission device comprising: an information transmission unit configured to tactilely transmit information; at least one processor configured to control the information transmission unit, the information transmission unit including a plurality of electrode units each configured to provide electrical stimulation to a portion of a user'ss body in contact with the plurality of electrode units, the at least one processor being configured to control the information transmission unit so as to cause the plurality of electrode units to be activated in a predetermined order to provide the electrical stimulation; and a touch panel configured to detect a touch in an area where the plurality of electrode units are located, wherein the plurality of electrode units are transparent and overlay the touch panel, and wherein the at least one processor is configured to control the information transmission unit such that a letter is traced by the activation of the plurality of electrode units in the predetermined order.
2344 | Platform for patient monitoring | A system for storing data collected by a body-worn sensor includes a central processing unit (CPU) that is configured to control operation of a gateway device; and one or more computer readable data storage media storing software instructions that, when executed by the CPU, cause the gateway device to: receive a MAC address of a new sensor and a protocol version associated with the new sensor from a server; attempt to contact the new sensor using the protocol version and the MAC address; when a response is received, send the response to the server for validation; when the response is validated by the server, establish communications with the new sensor; and forward data from the new sensor to a second server. | 1. A system for storing data collected by a body-worn sensor, the system comprising: a central processing unit (CPU) that is configured to control operation of a gateway device; and one or more computer readable data storage media storing software instructions that, when executed by the CPU, cause the gateway device to: receive a MAC address of a new sensor and a protocol version associated with the new sensor from a server, the server being in communication with a manufacturer portal having access to the MAC address of the new sensor and the protocol version associated with the new sensor; attempt to contact the new sensor using the protocol version and the MAC address; when a response is received, send the response to the server for validation; when the response is validated by the server, establish communications with the new sensor; and forward data from the new sensor to a second server, the second server being different from the server, wherein the second server includes a super application associated with a user of the new sensor, with the super application being programmed to control access to the data by causing the second server to: receive a request from another application for access to the data, the request including an authentication token; validate the authentication token against a white list of acceptable tokens; and permit access to the data by the another application upon validation of the authentication token.
2345 | Method of controlling a medical apparatus and mobile apparatus therefor | A method of controlling a medical apparatus which includes: establishing, by a mobile apparatus, a communication link between the mobile apparatus and the medical apparatus; when the communication link is established, detecting an operation mode of the mobile apparatus; determining a function corresponding to the detected operation mode from functions provided by the medical apparatus; and performing the determined function. | 1. A method of controlling a medical apparatus, the method comprising: establishing, by a mobile apparatus, a communication link between the mobile apparatus and the medical apparatus, the mobile apparatus being mounted on a control panel of the medical apparatus; detecting an operation mode of the mobile apparatus in response to establishing the communication link; determining a function corresponding to the detected operation mode from functions provided by the medical apparatus; and performing the determined function, wherein the detecting of the operation mode comprises determining the operation mode as one of a width direction mode and a height direction mode based on orientation information of the mobile apparatus, wherein the performing of the determined function comprises, when the operation mode is the width direction mode in which the mobile apparatus is positioned in a width direction, controlling the medical apparatus based on a user input, and wherein the performing of the determined function comprises, when the operation mode is the height direction mode in which the mobile apparatus is positioned in a height direction, displaying object-related information comprising at least one of medical record information of an object, medical image record information of the object, a medical image captured by the medical apparatus, and lesion information of the object.
2346 | Systems and methods for quantification of, and prediction of smoking behavior | Systems and methods for monitoring of biometric and contextual variables to assist in screening for, quantification of, and prediction of smoking behavior, and for assisting in smoking cessation are described. | 1. A method of quantifying an individual'ss smoking behavior, the method comprising: obtaining a plurality of samples of exhaled air from the individual over a period of time and recording a collection time associated with each sample of exhaled air; measuring an amount of exhaled carbon monoxide for each of the samples of exhaled air; compiling a dataset comprising the amount of exhaled carbon monoxide and the collection time for at least two samples of the plurality of samples of exhaled air; quantifying an additive exposure of exhaled carbon monoxide over an entirety of an interval of time within the period of time and assigning an exhaled carbon monoxide load to the interval of time using the dataset; and displaying the exhaled carbon monoxide load.
2347 | Imaging device, endoscope system, and endoscope device | An endoscope device includes: an imaging unit for photoelectrically converting light from an object that has been irradiated with the light to generate an image signal; an optical signal converter for converting the image signal into an optical signal; a signal dividing unit for dividing the optical signal into first and second optical signals at a predetermined light quantity ratio; a first optical signal transmission line for transmitting the first optical signal; a connecting unit configured to connect the first optical signal transmission line and other optical signal transmission line and to input the first optical signal that has been transmitted through the first optical signal transmission line into the other optical signal transmission line; an electrical signal converter configured to convert the second optical signal into an electrical signal including light quantity information of the second optical signal; and an electrical signal transmission line for transmitting the electrical signal. | 1. An imaging device comprising: an imaging unit having a plurality of pixels disposed in a matrix form and configured to photoelectrically convert light from an object that has been irradiated with the light to generate an image signal; an optical signal converter configured to convert the image signal into an optical signal; a signal dividing unit configured to divide the optical signal into a first optical signal and a second optical signal at a predetermined light quantity ratio; a first optical signal transmission line configured to transmit the first optical signal; a second optical signal transmission line configured to input the first optical signal that has been transmitted through the first optical signal transmission line and to transmit the first optical signal input thereto; a connecting unit configured to connect the first optical signal transmission line and the second optical signal transmission line and to input the first optical signal that has been transmitted through the first optical signal transmission line into the second optical signal transmission line; an electrical signal converter configured to convert the second optical signal into an electrical signal including light quantity information of the second optical signal; an electrical signal transmission line configured to transmit the electrical signal; and an abnormality detecting unit configured to detect whether there is an abnormality in the connecting unit based on light quantity information of the first optical signal that has been transmitted through the second optical signal transmission line and on the light quantity information of the second optical signal included in the electrical signal that has been transmitted through the electrical signal transmission line, wherein the abnormality detecting unit comprises a calculation unit configured to calculate a light quantity ratio between the first optical signal that has been transmitted through the second optical signal transmission line and the second optical signal, based on the light quantity information of the first optical signal that has been transmitted through the second optical signal transmission line and on the light quantity information of the second optical signal included in the electrical signal that has been transmitted through the electrical signal transmission line.
2348 | Methods of processing data obtained from medical device | Computerized information processing methods for processing data from a medical device, such as an ingestible probe. In one embodiment, the method includes processing data obtained by the probe so as to produce a plurality of image frames, and further processing the frames to identify a plurality of frames of potential interest to a reviewer based on at least an evaluation of portions of the frame(s) such as pixels or groups of pixels, and using the identified frames to form a preview of the entire data set. In one implementation, the processing of the data includes processing of pixel intensity and/or color (which can be correlated to various physiologic conditions) to help identify the frames of potential interest. | 1. A method of processing data derived from a sensor disposed on a autonomous intestinal probe, said data having been generated while said probe moved autonomously through the intestinal tract of a living being and in response to exposure of a portion of the intestinal tract with electromagnetic radiation having a first wavelength, the method comprising: receiving the data at a computerized device comprising a display device, a processor and at least one computer program configured to run on the processor; and processing at least a portion of said received data using at least said processor and said at least one computer program, said processing comprising: evaluating the at least a portion using said at least one computer program to identify at least a first portion of the received data that is likely of most interest to a human reviewer, the identification based at least in part on analysis of a plurality of image portions associated with the data; and presenting at least some of said first portion to the human reviewer via the display device as a preview.
2349 | Method for assisting visual exploration for an individual suffering from a retinal condition resulting in a scotoma | A method of assisting visual exploration for individuals suffering from a retinal condition resulting in a scotoma and, more particularly, a method S for assisting visual exploration by such an individual of a digital image on a display device, the method including: —recognizing, using shape recognition software, at least one object contained in an object area of the digital image, —determining a blind area in the image, corresponding to a position of the scotoma in the field of vision of the user looking at the image, —if the blind area and the object area are detected to be in close proximity to each other, applying image processing to the image consisting in highlighting the object area for the user. | 1. A method (S) for assisting visual exploration of a digital image (I) on a display device by a user afflicted with a retinal pathology manifested by a scotoma, the digital image being composed of a matrix of points which is segmentable into zones, the method comprising the steps of: recognizing (S 10 ), using shape recognition software, at least one object contained in an object zone (ZO) of the digital image; determining (S 30 ) a blind zone (Z 1 ) in the image, corresponding to a position of the scotoma in the field of vision of the user looking at the image; in case of detection of a proximity of the blind zone and of the object zone, applying a processing of the image, for highlighting (S 70 , S 90 ) the object zone for the user; determining (S 50 ) a zone of interest (Z 2 ) comprising at least one object zone (ZO), according to a criterion of positioning of the blind zone (Z 1 ) on the digital image, the blind zone being positionable on the display device by slaving to a pointing device; and displaying (S 60 ) on the display device a marking (MZ 2 ) allowing the viewing of the determined zone of interest (Z 2 ), wherein the highlighting (S 70 , S 90 ) of the object zone comprises enhancing the determined zone of interest (Z 2 ) by modifying the determined zone of interest (S 70 ) and by reproducing the determined zone of interest (S 90 ) in a vision zone (Z 3 ) according to at least one predetermined processing.
2350 | Telemetrics and alert system | A telemetric monitoring system and data analysis tool is provided that assists in trial management by identifying relationships between subject profiles and monitors physiological attributes using telemetric devices. The tool may identify subjects having certain response predispositions based on their profiles, which may be used to better select subjects to enroll in a trial. The system may monitor the physiological attributes of a subject to identify adverse events, and may generate event alerts that are sent to investigators over a communication channel. The system may present the investigators with a dashboard through which they can investigate and respond to event alerts. | 1. A method comprising: building, by a processor of a server, a profile database comprising subject profiles of one or more subject traits for one or more subjects; analyzing, by the processor, the subject profiles in the profile database and tagging a subject profile for the one or more subjects with a response predisposition based on the analysis, the response predisposition representing a likelihood that an individual subject will have a particular response to a specific treatment; enrolling, by the processor, the one or more subjects in a trial and storing corresponding enrollment indications in a trial management database; monitoring, with a telemetric device in communication with the server, one or more physiological attributes of the one or more subjects enrolled in the trial to identify an event occurrence, the monitoring comprising, receiving, by the processor, data indicative of the one or more physiological attributes from the telemetric device, defining, by the processor, a baseline level for each of the one or more physiological attributes, determining, by the processor, a relative change for each of the one or more physiological attributes based on data obtained at different points in time; identifying, by the processor, an event occurrence based on a determination that the relative change has exceeded the baseline level for at least one of the physiological attributes, and validating, by the processor, the event occurrence based on the subject profiles; generating, by the processor, an event alert based on an identification of the event occurrence; generating, by the processor, an interactive interface for the event alert providing a representation of the subject profile for a subject associated with the event alert and a representation of the one or more physiological attributes for the subject associated with the event alert; including, by the processor, a link in the event alert for the interactive interface that is generated; and transmitting, by the processor, the event alert over a communication channel to a remote device for a trial investigator.
2351 | Wireless implantable data communication system, method and sensing device | Disclosed herein is a wireless implantable communication system, method and sensing device, wherein an implantable data conversion module is adapted for operative coupling to a distinct or integrated implantable sensing device for the conversion of a characteristic signal for transmission thereof to an external receiver, e.g. by way of an inductive element. Upon positioning an external inductive element in the vicinity of the implanted device, a corresponding signal is induced within the external element allowing for reconstruction of the converted signal, and thereby allowing for recovery of the characteristic signal. Embodiments for the communication of data across a biological barrier, including communications from an external transmitter to an implanted receiver, an implanted transmitter to an external receiver, and an implanted transmitter/receiver pair are also disclosed. | 1. A system for communicating data across a biological barrier, the system comprising: an implantable device suitable for implantation in a body and comprising a sensing device for generating a characteristic signal representative of an internal characteristic of the body, a signal conversion module operatively coupled to said sensing device for converting said characteristic signal into an encoded signal defined by successive width-encoded pulses representative of said characteristic signal, wherein each width-encoded pulse comprises a substantially square wave signal having a rise, a substantially constant value, and a fall, and an implantable inductor operatively coupled to said signal conversion module for propagation therethrough of said encoded signal; and an external receiving device comprising an external inductor for disposal at a distance from said implantable inductor for operative magnetic coupling thereto, wherein each said rise and fall of said successive width-encoded pulses induces corresponding signal pulses through said external inductor, wherein each said rise and fall in said encoded signal induces a corresponding positive and negative pulse, respectively, and a signal reconstruction module for reconstructing each said rise and fall of said encoded signal from said corresponding positive and negative pulse to recover said characteristic signal and thereby monitor the internal characteristic, wherein given positive and negative pulses induced by a given width-encoded pulse of said encoded signal are separated by a substantially flat signal; and two or more implantable sensing devices, which includes the sensing device, configured to generate respective characteristic signals, wherein said signal conversion module is configured to convert said characteristic signals from the two or more implantable sensing devices to the successive width-encoded pulses for communication through the implantable inductor.
2352 | Short-wave infrared super-continuum lasers for early detection of dental caries | A wearable device for use with a smart phone or tablet includes LEDs for measuring physiological parameters by modulating the LEDs and generating a near-infrared multi-wavelength optical beam. At least one LED emits at a first wavelength having a first penetration depth and at least another LED emits at a second wavelength having a second penetration depth into tissue. The device includes lenses that deliver the optical beam to the tissue, which reflects the first and second wavelengths. A receiver is configured to capture light while the LEDs are off and while at least one of the LEDs is on and to difference corresponding signals to improve a signal-to-noise ratio of the optical beam reflected from the tissue. The signal-to-noise ratio is further increased by increasing light intensity of at least one of the LEDs. The device generates an output signal representing a non-invasive measurement on blood within the tissue. | 1. A wearable device for use with a smart phone or tablet, the wearable device comprising: a measurement device including a light source comprising a plurality of light emitting diodes (LEDs) for measuring one or more physiological parameters, the measurement device configured to generate, by modulating at least one of the LEDs having an initial light intensity, an optical beam having a plurality of optical wavelengths, wherein at least one of the LEDs emits at a first wavelength having a first penetration depth into tissue and at least another of the LEDs emits at a second wavelength having a second penetration depth into the tissue different from the first penetration depth, wherein at least a portion of the optical beam includes a near-infrared wavelength between 700 nanometers and 2500 nanometers; the measurement device comprising one or more lenses configured to receive and to deliver at least a portion of each of the first and of the second wavelengths to tissue, wherein the tissue reflects at least a portion of each of the first and of the second wavelengths; the measurement device further comprising a receiver configured to: capture light while the LEDs are off and convert the captured light into a first signal and capture light while at least one of the LEDs is on and to convert the captured light into a second signal, the captured light including at least a portion of one of the first or second wavelengths reflected from the tissue; the measurement device configured to improve a signal-to-noise ratio of the optical beam reflected from the tissue by differencing the first signal and the second signal; the light source configured to further improve the signal-to-noise ratio of the optical beam reflected from the tissue by increasing the light intensity relative to the initial light intensity from at least one of the LEDs; the measurement device further configured to generate an output signal representing at least in part a non-invasive measurement on blood contained within the tissue.
2353 | Ingestible probe with agent delivery | An improved device which is introduced into the intestinal tract of a living organism and which operates autonomously therein, adapted to deliver one or more therapeutic agents. In one embodiment, the probe communicates wirelessly with a portable electronic device outside the organism in order to receive commands to deliver the therapeutic agent, or perform other functions while the probe is within the intestinal tract. | 1. An electronic probe ingestible by a human being, the electronic probe comprising: a housing; a digital processor apparatus disposed within the housing; an electrical power source configured to provide electrical power to at least the digital processor apparatus; a reservoir at least partly disposed within the housing and capable of storage of an agent; and a release apparatus in data communication with the digital processor apparatus and configured to selectively release at least a portion of the agent to a region exterior to the housing at a target location within an intestinal tract of the human being; wherein the digital processor apparatus is configured to: automatically enter a sleep state after ingestion by the human being, the sleep state reducing electrical power consumption by at least the digital processor apparatus for at least a portion of time that the probe is moving through the intestinal tract of the human being as compared to a normal operating state of the digital processor apparatus; and exit the sleep state prior to arrival of the probe at the target location within the intestinal tract of the human being and the selective release of the at least portion of the agent.
2354 | Method and system for monitoring stress conditions | A computer-implemented method of assessing a stress condition of a subject ( 106 ) includes receiving ( 302 ), as input, a heartbeat record ( 200 ) of the subject. The heartbeat record comprises a sequence of heartbeat data samples obtained over a time span which includes a pre-sleep period ( 208 ), a sleep period ( 209 ) having a sleep onset time ( 224 ) and a sleep conclusion time ( 226 ), and a post-sleep period ( 210 ). At least the sleep onset time and the sleep conclusion time are identified ( 304 ) within the heartbeat record. A knowledge base ( 124 ) is then accessed ( 306 ), which comprises data obtained via expert evaluation of a training set of subjects and which embodies a computational model of a relationship between stress condition and heart rate characteristics. Using information in the knowledge base, the computational model is applied ( 308 ) to compute at least one metric associated with the stress condition of the subject, and to generate an indication of stress condition based upon the metric. The indication of stress condition is provided ( 310 ) as output. | 1. A computer-implemented method of assessing a mental state of a subject, the method comprising: receiving, as input, a heartbeat record of the subject, which comprises a sequence of heartbeat data samples obtained over a time span which includes a pre-sleep period, a sleep period having a sleep onset time and a sleep conclusion time, and a post-sleep period; identifying, within the heartbeat record, at least the sleep onset time and the sleep conclusion time; accessing a knowledge base comprising data obtained via expert evaluation of a training set of subjects and embodying a computational model of a relationship between mental state and heart rate characteristics; using information in the knowledge base, applying the computational model to a computed at least one metric associated with the mental state of the subject, to generate an indication of mental state based upon the metric, wherein the knowledge base comprises a template heart rate characteristic obtained by averaging scaled and normalised heart rate characteristics of subjects in the training set who have been assessed by an expert assessor as experiencing normal or low levels of stress; and providing, as output, the indication of mental state.
2355 | Choked dielectric loaded tip dipole microwave antenna | A microwave antenna assembly is disclosed. The antenna assembly includes a feedline having an inner conductor, an outer conductor and an inner insulator disposed therebetween. A radiating portion is also included having an unbalanced dipole antenna including a proximal portion and a distal portion that are of different lengths. The proximal portion includes at least a portion of the inner conductor and the inner insulator and the distal portion includes a conductive member. | 1. A microwave antenna assembly comprising: a feedline including an inner conductor, an outer conductor and an inner insulator disposed therebetween; a radiating portion including an unbalanced dipole antenna having a proximal portion and a distal portion of different lengths and a gap therebetween, wherein the proximal portion includes a portion of the inner conductor and the inner insulator and the distal portion includes a conductive member; a sleeve disposed around a portion of the outer conductor and the conductive member, the sleeve defining a vacuum chamber therein disposed between a distal end of the outer conductor, a proximal end of the conductive member, and the inner insulator; and a choke disposed around a portion of the feedline, the choke including an inner dielectric layer and an outer conductive layer, wherein a distal end of the inner dielectric layer is disposed between a distal end of the outer conductive layer and the gap.
2356 | Medical treatment system and methods using a plurality of fluid lines | A medical treatment system, such as peritoneal dialysis system, may include control and other features to enhance patient comfort and ease of use. A fluid trap of a peritoneal dialysis cycler may have a valved connection to a vacuum source or a positive pressure source. The fluid trap can be connected to the vacuum source in order to sealingly engage a flexible membrane of a pumping cassette to a control surface of the cycler during a therapy. Any fluid entering a space between the membrane and control surface can be drawn away and collected in the fluid trap. The fluid trap alternatively can be connected to a positive pressure source in order to aid in separating the membrane from the control surface to facilitate removal of the pumping cassette from the cycler. The fluid trap may include a liquid detection sensor. | 1. A dialysis system comprising: a pumping cassette having a generally planar body and a first flexible membrane on a side of the cassette having a pumping chamber portion overlying a pumping chamber on the cassette; and a cycler having a control surface including a second flexible membrane having a movable portion arranged to contact and mate with the pumping chamber portion of the first flexible membrane, the cycler being arranged to control pneumatic pressure on a side of the movable portion of the second flexible membrane to move the movable portion of the second flexible membrane while mated with the pumping chamber portion of the first flexible membrane and thereby to move the pumping chamber portion of the first flexible membrane to cause fluid flow in the pumping chamber, the cycler further including at least one port at the control surface arranged to apply vacuum to remove fluid from a space between the pumping chamber portion of the first flexible membrane and the movable portion of the second flexible membrane to draw the pumping chamber portion and the movable portion toward each other such that the pumping chamber portion and the movable portion remain continuously mated and in contact so as to move with each other while causing fluid flow in the pumping chamber, the at least one port also arranged to introduce fluid into the space to move the first and second flexible membranes away from each other when separating the pumping cassette from the cycler; the cycler further including a fluid trap in fluid communication with the at least one port and arranged to collect liquid that leaks from the pumping cassette and enters between the first flexible membrane and second flexible membrane, and in valved fluid communication with a positive pressure source and a negative pressure source for introduction or removal of said fluid with respect to said space; wherein the pumping cassette including the first flexible membrane is separable from the cycler including the second flexible membrane, and the fluid trap includes a liquid detector.
2357 | Adhesive and peripheral systems and methods for medical devices | A repeater system may control a pump by using a repeater and a user interface. An adhesive patch system may be used for affixing a pump or other object to a human body. Such an adhesive patch system may include two sets of adhesive members, each member including an adhesive material on at least one side so as to attach to the body. The members of the first set are spaced to allow the members of the second set to attach to the body in spaces provided between the members of the first set, and the members of the second set are spaced to allow members of the first set to detach from the body without detaching the members of the second set. Also, fill stations and base stations are provided for personal pump systems. | 1. A needle injector device for connection in fluid-flow communication with the inlet or outlet port of a reservoir, the needle injector comprising: a housing comprising an opening extending through a wall of the housing; a hollow needle supported in the housing for movement relative to the housing between a start position, an extended position and a retracted position, the needle having a piercing end having an opening and an opposite, second end having an opening; a fluid conduit connected to the opening on the second end of the hollow needle and moveable with the hollow needle, the fluid conduit being connectable to the reservoir; a cannula supported on the needle, when the needle is in the start position, and moveable with the needle to the extended position of the needle; a lever member connected in a fixed relation to the hollow needle and having an extension portion extending through the opening in the housing; a first bias member arranged to impart a first bias force on the lever in a first direction, for moving the lever and the attached needle and the supported cannula from the start position to the extended position of the needle, free of manual input; a second bias member arranged to impart a second bias force on the lever in a second direction, opposite to the first direction, for moving the lever and the attached needle from the extended position to the retracted position, while leaving the cannula in the extended position; wherein at least a portion of the first bias member is located outside the housing, and wherein at least a portion of the second bias member is located outside the housing.
2358 | Flexible circuit electrode array with wire or film support | The disclosure relates to a flexible circuit electrode array comprising: a polymer base layer; metal traces deposited on said polymer base layer, including electrodes suitable to stimulate neural tissue; a polymer top layer deposited on said polymer base layer and said metal traces; and at least one support embedded in said array. The disclosure further relates to a flexible circuit electrode array comprising: a polymer base layer; metal traces deposited on said polymer base layer, including electrodes suitable to stimulate neural tissue; a polymer top layer deposited on said polymer base layer and said metal traces; and a folded flexible circuit cable connecting the electrode array with an interconnection pad. The disclosure further relates to a method of making a flexible circuit electrode array comprising: depositing a polymer base layer; depositing metal on said polymer base layer; patterning said metal to form metal traces; depositing a polymer top layer on said polymer base layer and said metal traces; heating said flexible circuit electrode array in a mold to form a three dimensional shape in said flexible circuit electrode array, embedding a support at least in the base layer, top layer or between the base and top layer, and/or folding a flexible circuit cable at least once connecting the electrode array with an interconnection pad the array. | 1. A flexible circuit electrode array, having a flexible circuit cable portion with a length, comprising: a polymer base layer; a metal trace layer deposited on said polymer base layer, the metal trace layer including a two dimensional array of electrodes configured to stimulate neural tissue defining an electrode array portion, a two dimensional array of bond pads configured to attach to an electronic circuit package defining a bond pad portion and traces defining a cable portion, the cable portion containing no electrodes, between the electrode array portion and the bond pad portion connecting the electrodes to the bond pads; a polymer top layer deposited on said polymer base layer and deposited on said metal trace layer; at least one support embedded lengthwise through the cable portion and the array portion, forming a fold between the cable portion and array portion, not electrically connected to said electrodes or said bond pads, in addition to said metal trace layer, embedded in said flexible circuit electrode array wherein said at least one embedded support is of a material suitable to be manually bent when implanted ensuring better shape control and pressure uniformity, and that a fold or twist once manually made upon implantation holds its shape better than without said at least one embedded support; and wherein said embedded support comprises at least one wire, film, foil, rod, tube, or strip embedded in said array.
2359 | Connectorized cochlear implant systems | An exemplary system includes 1) a cochlear implant module configured to be implanted within a patient and including cochlear implant circuitry configured to apply electrical stimulation representative of one or more audio signals to the patient, 2) a first connector assembly coupled to the cochlear implant module and configured to be implanted within the patient, the first connector assembly including a first induction coil, 3) an implantable module configured to be implanted within the patient, and 4) a second connector assembly coupled to the implantable module and configured to be implanted within the patient, the second connector assembly including a second induction coil. The first connector assembly may be configured to be removably connected to the second connector assembly in order to facilitate inductive transfer of power between the first induction coil and the second induction coil. Corresponding systems are also disclosed. | 1. A system comprising: a cochlear implant module configured to be implanted within a patient and comprising cochlear implant circuitry configured to apply electrical stimulation representative of one or more audio signals to the patient; and a first connector assembly coupled to the cochlear implant module and configured to be implanted within the patient, the first connector assembly comprising a first induction coil and a first magnet; wherein the first connector assembly is further configured to be removably connected to a second connector assembly comprising a second induction coil and a second magnet and coupled to an implantable module in order to facilitate transfer of power between the implantable module and the cochlear implant module via the first and second induction coils, the first and second magnets form a magnetic connection therebetween while the first connector assembly is connected to the second connector assembly, the magnetic connection configured to secure the connection between the first and second connector assemblies, the first and second induction coils both surrounding a common axis while the first connector assembly is connected to the second connector assembly, and either the first induction coil radially surrounds the second induction coil relative to the common axis while the first connector assembly is connected to the second connector assembly or the second induction coil radially surrounds the first induction coil relative to the common axis while the first connector assembly is connected to the second connector assembly.
2360 | Systems and methods for wireless pairing and communication for electro-stimulation | The disclosure herein is directed toward systems and methods for pairing two or more devices into a wireless network and transferring data between two or more electro-stimulation devices. Specifically, the systems and methods disclosed herein may include pairing two or more devices into a network configuration using, in part, a pairing device to distinctly identify the devices to be paired and to pair the identified devices into a network. Moreover, the systems and methods disclosed herein may include transferring data between two or more devices using, in part, one or more electro-stimulation contacts for electro-stimulation therapy and using, in part, the same one or more electro-stimulation contacts for transferring data between two or more devices. | 1. A system for delivering electro-stimulation, comprising: a first electro-stimulation device comprising a first output system, the first output system comprising a first set of electro-stimulation contacts, the first output system configured to: when the first set of electro-stimulation contacts are connected to a first set of electrodes, deliver an electro-stimulation therapy through a first set of electro-stimulation contacts and the first set of electrodes, and when the first set of electro-stimulation contacts are directly connected to a second device through one or more electrically conductive wires, communicate with the second device through the first set of electro-stimulation contacts and the one or more electrically conductive wires.
2361 | Orientation and placement of inductive components to minimize noise coupling to a communication coil in an implantable medical device | Preferred orientations and placements of an inductor relative to a communication coil in an Implantable Medical Device (IMD) are disclosed. The inductor can comprise part of a boost converter used to generate a power supply voltage in the IMD, which inductor may interfere with the coil. The inductor may have a length defined by its windings around an axis, which axis may be in a plane of the coil or in a plane parallel to the coil. The inductor can be included within the area extent of the coil, and is preferably oriented such that its axis is parallel to a maximum dimension of the coil. Ends of the inductor are further preferably equidistant from the coil. So oriented and placed, the inductor is less prone to interfering with the coil, thus improving communications with the IMD. | 1. An implantable medical device, comprising: a coil comprising minimum and maximum orthogonal dimensions in a first plane and wound around a first axis; and a boost converter configured to produce a second voltage from a first voltage, wherein the boost converter comprises an inductor wound around a second axis in a second plane comprising or parallel to the first plane, and wherein the second axis is parallel to the maximum dimension.
2362 | MM-wave radar driver fatigue sensor apparatus | The present invention discloses a mm-wave radar sensor to be deployed in the vehicles for sensing driver fatigue. The key system relevant components are utilization of mm-wave integrated radar, with specific planar high gain antenna radiation pattern, by analyzing at least two major biometric parameters of the drives simultaneously: heartbeat and respiratory dynamics. The method of operation calculates probability of the fatigue event. In case that probability is above a predefined threshold, the interaction with vehicle control system is initiated, using typical arbitrary automotive interfaces. Corresponding predefined actions are taken in that case. The predefined actions could be one or combination of the following: driver safety belt pulling, audio signal alerts to driver, vibration alert to driver, inside cabin light condition changes, engine operation condition change, corresponding communication using arbitrary wireless means to outside vehicle environment. Optionally, the system is utilizing additional driver imposed parameters like acceleration sensor information. Preferably, the system is using 60 GHz or 77-79 GHz integrated radar front end working in Doppler operation mode, with 4×4 Tx and Rx planar radiation elements, with physical size typically in the range 4×2×1 cm, or smaller. | 1. Mm-wave Radar Driver Fatigue Sensor Apparatus and Method of Operation, where mm-wave declares operation between 30 and 300 GHz, including: high-gain planar antenna for transmitting mm-wave radio signals, where the high-gain planar antenna has at least two radiation elements; high-gain planar antenna for receiving mm-wave radio signals, where the high-gain planar antenna has at least two radiation elements; integrated mm-wave radio front end, implemented in arbitrary semiconductor technology, having on-chip integrated mm-wave voltage control oscillator, mm-wave power amplifier, mm-wave low noise amplifier, mm-wave mixer, digital control interface, power supply; and PLL analog to digital conversion entity; digital processing functionality including controlling functionality and calculation and memory capacity for performing digital signal processing by arbitrary type of the realization options; optional interface to vehicle infrastructure, including one or more standardized automotive wired interfaces; supporting circuitry, including mechanical interface to vehicle infrastructure and supporting electronic circuitry for power supply of apparatus; where the apparatus is integrated in a vehicle steering wheel, facing a driver, with direct line-of-sight operation and where Method of Operation includes: transmission of mm-wave signals generated in integrated mm-wave radio front end using high-gain planar antenna for transmitting mm-wave radio signals; receiving mm-wave signals reflected from driver body using high-gain planar antenna for receiving mm-wave radio signals; amplification of the reflected signal in integrated mm-wave radio front end; down-conversion of the signals by mixing with the same signal of the same frequency as the transmitted signal in integrated mm-wave radio front end; amplification of a converted signal after mixer in integrated mm-wave radio front end; analog filtering of the signals after amplification in integrated mm-wave radio front end; signal conditioning in integrated mm-wave radio front end for subsequent analog to digital conversion performed by analog to digital conversion entity; digital processing of the signal in digital processing functionality, by: extracting a heartbeat rate from the previous arbitrary processed signal; extracting a rate of change of the heartbeat rate from the previous arbitrary processed signal; extracting a respiratory rate from the previous arbitrary processed signal; extracting a rate of change of the respiratory rate from the previous arbitrary processed signal; digital processing in driver fatigue event decision functionality which includes the following steps: evaluation if the heartbeat rate is within a specified range; evaluation if the respiratory rate is within a specified range; evaluation if the rate of change of the heartbeat rate is within the specified range; evaluation if the rate of change of the respiratory rate is within the specified range; statistical evaluation of a driver heartbeat rate data history; statistical evaluation of a driver respiratory rate data history; time information entity which provides information on continuous driving duration, total driving duration in last period of specified duration and current local time information; provision of a current heartbeat rate by the entity of evaluation if the heartbeat rate being within the specified range and the current rate of change of the heartbeat rate by the entity of evaluation if the rate of change of the heartbeat rate being within the specified range to driver statistic heartbeat rate model entity of the statistical evaluation of the driver heartbeat rate data history; provision of a current respiratory rate by the entity of evaluation if the respiratory rate being within the specified range and the current rate of change of the respiratory rate by the entity of evaluation if the rate of change of the respiratory rate being within the specified range to driver statistic respiratory rate model entity of the statistical evaluation of the driver respiratory rate data history; digital processing in Driver fatigue event calculation decision functionality is performed, which: calculates a score by processing the information provided through entities of evaluation if the heartbeat rate is within the specified range; evaluation if the respiratory rate is within the specified range; evaluation if the rate of change of the heartbeat rate is within specified range; evaluation if the rate of change of the respiratory rate is within specified range; statistical evaluation of the driver heartbeat rate data history statistical evaluation of the driver respiratory rate data history and time information entity weighted by a specified coefficients, where the score is related to a probability of the driver fatigue event; in case that the calculated score is above predefined threshold, decision on positive driver fatigue event is made; in case of a positive driver fatigue event the entity of digital processing in Driver fatigue event calculation decision functionality sends the decision information and the corresponding score to the entity of evaluation if the respiratory rate being within the specified range; in case of the positive driver fatigue event the entity of evaluation if the respiratory rate being within the specified range initiates appropriate specified actions of the entity of providing interface to vehicle infrastructure by using typical vehicle wired interfaces and/or entity of containing acceleration sensors and gyroscopes.
2363 | Fabrication and application of nanofiber ribbons and sheets and twisted and non-twisted nanofiber yarns | Fabricating a nanofiber sheet, ribbon, or yarn by a continuous process that includes synthesizing a nanofiber forest in a forest growth region on a substrate, wherein the nanofiber forest comprises a parallel array of nanofibers, and further includes drawing said nanofibers from the nanofiber forest to form a primary assembly that is a sheet, ribbon or yarn. The substrate continuously moves from the furnace growth region into a region where the nanofibers in the forest are drawn. | 1. A process for continuously producing a nanofiber sheet, ribbon, or yarn, the process comprising: (a) synthesizing a nanofiber forest in a furnace growth region on a substrate, wherein the nanofiber forest comprises a parallel array of nanofibers; and (b) drawing said nanofibers from the nanofiber forest to form a primary assembly that is a sheet, ribbon or yarn, wherein the substrate continuously moves from the furnace growth region into a region where the nanofibers in the forest are drawn.
2364 | Means for operating an MRI device within a RF-magnetic environment | An MRI device that reduces radio-frequency (RF) interference and the effect of the MRI's magnet, within an active RF-magnetic environment. The device relies on a shield. The device includes a uniform non-fringing magnetic field resonance device (UNF-MRD), an RF shielding means either embedded within or in connection with the UNF-MRD for providing the UNF-MRD a radio interference immunity (RII) from RF-electromagnetic environment surrounding the same. | 1. In a uniform non-fringing magnetic field resonance device (UNF-MRD), an RF shielding means either embedded within or in connection with said UNF-MRD for providing said UNF-MRD a radio interference immunity (RII) from RF-electromagnetic environment surrounding the same wherein said UNF-MRD is compatible with ferromagnetic materials located further than a predetermined distance of 0.5 meters.
2365 | Means and method for operating an MRI device within a RF-magnetic environment | An MRI device and method that reduce radio-frequency (RF) interference and the effect of the MRI's magnet, within an active RF-magnetic environment. The device includes a non-fringing magnetic field resonance MRI device having RF shielding means. The method includes: obtaining a UNF-MRD, and embedding or otherwise connecting an RF shielding means within or to the UNF-MRD to provide the same with a radio interference immunity (RII) from its RF-electromagnetic environment. | 1. A method for eliminating RF interference between a uniform non-fringing magnetic field resonance device (UNF-MRD) and an RF-electromagnetic environment surrounding the same, comprising steps of: a. obtaining a UNF-MRD; and, b. embedding or otherwise connecting an RF shielding means within or to said UNF-MRD to provide the same with a radio interference immunity (RII) from its RF-electromagnetic environment, wherein at least one of the following is being held true (a) said RF-electromagnetic environment includes an item selected from a group consisting of RF welders, electronic article surveillance and RF identification devices, cordless phones, FM and AM broadcasting and receiving devices, and any combination thereof; (b) the magnetic field within a predetermined radius from said UNF-MRD is less than a predetermined value; (c) said predetermined radius is less than about 0.5 and said predetermined value is less than about 20 mT; (d) said UNF-MRD is compatible with ferromagnetic materials located further than a predetermined distance; (e) subjects going through an imaging process in said UNF-MRD are not obligated to be detached from medical equipment; and any combination thereof.
2366 | Switching frequency extended range geiger detection system and method | A Geiger-Mueller charge particle rate measurement system includes a clock management unit in combination with multiple oscillators and rate feedback controller to allow for reactive switching between the different oscillator frequencies to optimize system use. Controlling the clock management unit to send the appropriate frequency (clock signal) to the timers in response to measured rate date from the rate feedback controller facilitates operation at different clock speeds, which helps reduce power consumption when operated at lower speeds. | 1. A radiation measurement system comprising: a single Geiger-Mueller tube for detecting one or more radiation particles; a rate detection module for receiving detection data and determining a radiation measurement rate therefrom; a rate feedback controller for receiving the radiation measurement rate from the rate detection module and determining if a change to the radiation measurement rate should be made; and a clock management unit for controlling at least two oscillators having different frequencies responsive to rate feedback data from the rate feedback controller.
2367 | Thermal aware headphones | A method, an apparatus, and a computer program product are provided. The apparatus obtains a measure of a mammalian body temperature. The measure is based on at least one body temperature sensed at a second device remote from a first device. The apparatus concludes a criterion is satisfied when the measure is less than a first threshold corresponding to an expected body temperature and the measure approaches a second threshold corresponding to an ambient temperature. The apparatus initiates a control of the first user device when the criterion is satisfied. | 1. A method comprising: obtaining a measure of a mammalian body temperature, the measure based on at least one body temperature sensed at a second user device remote from a first user device; concluding criteria defined by a first threshold temperature corresponding to an expected body temperature and a second threshold temperature obtained from an ambient temperature sensing source associated with an ambient environment are satisfied when the measure is less than the first threshold temperature and the measure approaches the second threshold temperature, wherein the measure approaches the second threshold temperature when the measure is within a predetermined range of the second threshold temperature, or when a rate of change of the measure exceeds a predetermined rate; and initiating a control of the first user device when the criteria are satisfied.
2368 | Heart phantom assembly | A heart phantom assembly comprises a mechanical actuator system comprising a support operatively supporting at least two actuators and a fixing device. A phantom interface is operatively connected to the at least two actuators to be displaceable in at least one translational degree of freedom and at least one rotational degree of freedom as a function of actuation from the at least two actuators. A deformable heart phantom is connected at an end to the phantom interface, and at another end to the fixing device, to be subjected to compression/expansion in response to movements of the phantom interface in the translational degree of freedom, and to torsion in response to movements of the phantom interface in the rotational degree of freedom. | 1. A heart phantom assembly comprising: a mechanical actuator system comprising a support operatively supporting at least two actuators and a fixing device, and a phantom interface operatively connected to the at least two actuators to be displaceable in at least one translational degree of freedom and at least one rotational degree of freedom as a function of actuation from the at least two actuators; and a deformable heart phantom connected at an end to the phantom interface, and at another end to the fixing device, the deformable heart phantom made in a systolic condition to be subjected to compression/expansion in response to movements of the phantom interface in the translational degree of freedom, and to torsion in response to movements of the phantom interface in the rotational degree of freedom.
2369 | Widely tunable infrared source system and method | A system and method for tuning and infrared source laser in the Mid-IR wavelength range. The system and method comprising, at least, a plurality of individually tunable emitters, each emitter emitting a beam having a unique wavelength, a grating, a mirror positioned after the grating to receive at least one refracted order of light of at least one beam and to redirect the beam back towards the grating, and a micro-electro-mechanical systems device containing a plurality of adjustable micro-mirrors. | 1. A tunable IR source comprising: a plurality of individually tunable emitters, each emitter emitting a beam having a unique wavelength; a grating; a first optical element positioned to receive the beams and cause the beams to converge onto the grating; a first mirror positioned to receive at least one refracted order of the beams transmitted by the grating and to redirect the refracted order back towards the grating; a micro-electro-mechanical systems (MEMS) device containing a plurality of adjustable micro-mirrors; a second optical element configured to receive a portion of the beams transmitted by the grating and direct the beams onto at least one micro-mirror of the MEMS device, wherein at least one beam (i) is reflected by the at least one micro-mirror and back towards the grating, thereby forming one or more tuned beams, and (ii) does not propagate to the first optical element after being reflected by the at least one micro-mirror; and a third optical element configured to collimate transmitted tuned beams from the grating.
2370 | Manufacturing method of semiconductor apparatus, semiconductor apparatus, and endoscope | A manufacturing method of an image pickup apparatus includes a step of manufacturing an image pickup device chip, a step of manufacturing a wiring board having first terminals and second terminals disposed on both sides of a first primary surface with a central flexible portion intervened in between, a step of joining a heat conductive block to a second primary surface of the wiring board, a step of joining the image pickup device chip to the first terminals of the wiring board, a step of performing solder joining of core wires of a cable to the second terminals of the wiring board by conducting heat generated by a heat tool through the heat conductive block, a step of bending the wiring board, and a step of performing housing inside a frame member, and sealing with sealing resin. | 1. A manufacturing method of a semiconductor apparatus, comprising: a step of manufacturing a semiconductor device chip having a semiconductor device unit on an obverse surface and junction terminals on a reverse surface, the junction terminals being connected with the semiconductor device unit via through wirings; a step of manufacturing a wiring board having a rectangular shape and a width smaller than a width of the semiconductor device chip, the wiring board having first terminals and second terminals on a first primary surface, the first terminals disposed on a first end of the first primary surface and the second terminals being disposed on a second end of the first primary surface with a flexible portion intervened in between; a step of joining a first junction surface of a heat conductive block to a second primary surface of the wiring board in a second terminal opposing region which is opposite to a region in which the second terminals are disposed on the first primary surface of the wiring board in a planar state, the heat conductive block being made of a material having thermal conductivity not lower than 20 Wm−1K−1; a step of joining the junction terminals of the semiconductor device chip to the first terminals of the wiring board in the planar state; a step of performing solder joining of core wires of a signal cable to the second terminals of the wiring board by conducting heat generated by a heat tool, which is heated to have a soldering temperature, through the heat conductive block; a step of bending the wiring board at the flexible portion such that a second junction surface of the heat conductive block which is opposite to the first junction surface comes in contact with the second primary surface of the wiring board, and arranging the wiring board within a projected plane of the semiconductor device chip; and a step of housing the semiconductor device chip, the wiring board, the heat conductive block, and the signal cable, which are integrated, inside a frame member made of metal, and sealing the semiconductor device chip, the wiring board, the heat conductive block and the signal cable with sealing resin.
2371 | Method and device for measuring amount of user physical activity | An electronic device and a method of measuring an amount of user physical activity by an electronic device are provided. The method includes establishing short range communication among a plurality of electronic devices, determining one of the plurality of electronic devices as a primary device, communicating state information of remaining electronic devices to the primary device, activating a sensor on a device having a highest priority among the plurality of electronic devices according to the state information, recording physical activity information according to physical activity sensed by the sensor, communicating the physical activity information to the primary device, calculating an amount of physical activity according to the communicated physical activity information, and synchronizing the amount of physical activity among the plurality of electronic devices. | 1. A method of measuring an amount of user physical activity by an electronic device, the method comprising: counting, by the electronic device, an amount of physical activity; storing, by the electronic device, first count information comprising a first count start time, a first count end time, and a first amount of physical activity counted between the first count start time and the first count end time; receiving, by the electronic device, second count information comprising a second count start time, a second count end time, and a second amount of physical activity from at least one other device when the electronic device is connected with the at least one other device through short range communication; and determining an integrated amount of physical activity using the first count information and the second count information, wherein the determining of the integrated amount of the physical activity is based on a priority of the electronic device and at least one other device, wherein the priority is determined based on accessibility according to a voice command, and wherein the amount of physical activity is counted by a device having the highest priority determined based on the priority of the electronic device and the at least one other device using weighted value, upon receiving the voice command by at least one of the electronic device and the at least one other device.
2372 | Wireless communication system of smart cycling equipment and method using same | A wireless communication system includes a number of peripheral devices, a wireless communication device, and a terminal. The wireless communication device includes a first communication module and a second communication module. The second communication module includes a host unit and a device unit. The host unit is used to be wirelessly connected to the peripheral devices. The terminal supports the first communication protocol is used to connect to the first communication module, and the terminal supports the second communication protocol is used to connect to the second communication module via the device unit thereof. A method using the wireless communication system is also provided. | 1. A wireless communication method, the wireless communication method using a wireless communication system comprising a plurality of peripheral devices, the peripheral devices being configured for providing assistant service; a wireless communication device including a first communication module based on a first communication protocol; and a second communication module based on a second communication protocol, the second communication module including a host unit and a device unit, the host unit being configured for wirelessly connecting to the peripheral devices; and a terminal based on a first communication protocol or a second communication protocol differing from the first communication protocol, wherein the terminal based on the first communication protocol is configured for connecting to the first communication module, and the terminal based on the second communication protocol is configured for connecting to the second communication module via the device unit thereof, the method comprising: turning on the wireless communication device, so that the first communication module and the second communication module are in a monitoring state; the terminal establishing a connection with the first communication module via the first communication protocol, or establishing a connection with the device unit of the second communication module via the second communication protocol; any of the connected first communication module or the connected second communication module sending an instruction to the other communication module that is not connected; the first communication module or the device unit of the second communication module that is not connected responding to the instruction and switching to the closed state; the peripheral device establishing a connection with the host unit of the second communication module via the second communication protocol.
2373 | Circuit board comprising an insulating diamond material | A circuit board is described. The circuit board comprises an electrically insulating diamond material having a surface. The electrically insulating diamond material has at least one recess extending into only a portion of a thickness of the electrically insulating diamond material from the surface of the electrically insulating diamond material. The circuit board also comprises an electrically conductive material located at least partially within the recess. | 1. A diamond circuit board comprising: an electrically insulating diamond material having a surface; at least one recess extending into only a portion of a thickness of the electrically insulating diamond material from the surface of the electrically insulating diamond material such that only the electrically insulating diamond material defines the recess; and an electrically conductive material located at least partially within the recess on the electrically insulating diamond material that defines the recess.
2374 | Battery assembly and atomizing assembly of electronic cigarette, and electronic cigarette | The present application provides a battery assembly of an electronic cigarette which is adapted to form an electronic cigarette in combination with an atomizing assembly. An image identification device includes an image sensor and a microprocessor. The microprocessor matches an identifier to be identified collected by the image sensor with a preset identifier, and if the identifier to be identified matches with the preset identifier, the microprocessor controls a circuit between the battery assembly and the atomizing assembly to turn on, thus the electronic cigarette can work normally. That is, the electronic cigarette has an identification function that it can be normally used only when the battery assembly and the atomizing assembly of the electronic cigarette are matched, thereby avoiding damage to the connectors of the electronic cigarette caused by mismatching. In addition, the present application may further avoid the user having a poor experience due to use of the conventional battery assembly and atomizing assembly in any combination, mixed use of tobacco tars having different flavors, and mixed use of the battery assembly and the atomizing assembly from different manufacturers. Thus, the present application may facilitate the recognition of the user of the manufactures and brands, and is more beneficial for the user to quit smoking. | 1. An electronic cigarette comprising: a battery assembly and an atomizing assembly, wherein the battery assembly comprises an image identification device configured to identify an identifier to be identified which is arranged on the atomizing assembly, and the image identification device comprises an image sensor and a microprocessor, wherein the image sensor is configured to collect the identifier to be identified and send a collected image to the microprocessor; and the microprocessor is connected to the image sensor, and in a case that the microprocessor determines that the identifier to be identified matches with a preset identifier, the microprocessor is configured to control a circuit between the battery assembly and the atomizing assembly to turn on so as to enable the electronic cigarette to work normally, and wherein the image sensor is a magnetic induction Imager.
2375 | Remote monitoring of analyte measurements | Methods and apparatus, including computer program products, are provided for remote monitoring. In some example implementations, there is provided a method. The method may include receiving, at a remote monitor, a notification message representative of an event detected, by a server, from analyte sensor data obtained from a receiver monitoring an analyte state of a host; presenting, at the remote monitor, the notification message to activate the remote monitor, wherein the remote monitor is configured by the server to receive the notification message to augment the receiver monitoring of the analyte state of the host; accessing, by the remote monitor, the server, in response to the presenting of the notification message; and receiving, in response to the accessing, information including at least the analyte sensor data. Related systems, methods, and articles of manufacture are also disclosed. | 1. A method for remotely monitoring glucose concentration for a plurality of hosts by any number of remote wireless mobile computing devices in communication with a remote server system, the remote server system storing glucose concentration data for each of the plurality of hosts, the glucose concentration data of each host being measured by a different glucose monitoring system, the method comprising: authorizing, at the remote server system, a request from a first remote monitoring application installed on a first remote wireless computing device to receive glucose information of a first host; authorizing, at the remote server system, a request from a second remote monitoring application installed on a second remote wireless computing device to receive glucose information of a second host; establishing, at the remote server system, a plurality of rule sets, a first rule set of the plurality of rule sets being defined by the first host and that can be modified by a first user using the first remote monitoring application, a second rule set of the plurality of rule sets being defined by the second host and that can be modified by a second user using the second remote monitoring application, wherein the first rule set comprises a first threshold value associated with a first host'ss glucose concentration and wherein the second rule set comprises a second threshold value associated with a second host'ss glucose concentration, and wherein the first threshold value is different from the second threshold value; determining, by the remote server system, that the at least some glucose concentration data indicative of the first host'ss glucose concentration received from the first host'ss glucose monitoring system exceeds or is below the first threshold value; generating, by the remote server system, a first alert informative of an event based on the determination that the at least some of the glucose concentration data indicative of the first host'ss glucose concentration exceeds or is below the first threshold value; transmitting, by the remote server system, the first alert to the first remote wireless computing device, wherein the first remote wireless computing device is configured to display the notification alert regardless of whether the first remote monitoring application is active or inactive on the first remote wireless computing device and activate the first remote monitoring application if the first remote monitoring application is inactive; receiving and confirming, by the remote server system, a first acknowledgement from the first remote monitoring application indicating that the first user has received the first alert, the remote server system not providing additional glucose concentration data indicative of the first user'ss glucose concentration to the first remote monitoring application until the first acknowledgement is confirmed; determining, by the remote server system, that the at least some glucose concentration data indicative of the second host'ss glucose concentration received from the second host'ss glucose monitoring system exceeds or is below the second threshold value; generating, by the remote server system, a second alert informative of an event based on the determination that the at least some of the glucose concentration indicative of the second host'ss glucose concentration data exceeds or is below the second threshold value; transmitting, by the remote server system, the second alert to the second remote wireless computing device, wherein the second remote wireless computing device is configured to display the alert regardless of whether the second remote monitoring application is active or inactive on the second remote wireless computing device and activate the second remote monitoring application if the second remote monitoring application is inactive; and receiving and confirming, by the remote server system, a second acknowledgement from the second remote monitoring application indicating that the second user has received the second alert, the remote server system not providing additional glucose concentration data indicative of the second user'ss glucose concentration to the second remote monitoring application until the second acknowledgement is confirmed.
2376 | Hand-held medical-data capture-device interoperation with electronic medical record systems | A non-touch thermometer to measure a temperature that includes a microprocessor, a wireless communication subsystem that is operably coupled to the microprocessor and that is operable to transmit a representation of the temperature, a battery operably coupled to the microprocessor, a single button operably coupled to the microprocessor, a digital infrared sensor operably coupled to the microprocessor with no analog-to-digital converter operably coupled between the digital infrared sensor and the microprocessor, the digital infrared sensor having only digital readout ports, and a display device operably coupled to the microprocessor, wherein the microprocessor is operable to receive from the digital readout ports a digital signal that is representative of an infrared signal detected by the digital infrared sensor and the microprocessor is operable to determine the temperature from the digital signal that is representative of the infrared signal, wherein the non-touch thermometer does not support specific discovery protocols or domain name service. | 1. A non-touch thermometer to measure a temperature, the non-touch thermometer comprising: a microprocessor; a battery operably coupled to the microprocessor; a single button operably coupled to the microprocessor; a camera operably coupled to the microprocessor and operable to capture at least two images to a memory; wherein the microprocessor includes a pixel-examination-module that is operable to examine a plurality of pixel values of the at least two images in the memory, a temporal-variation module that is operable to determine temporal variation of the plurality of pixel values between the at least two images, a signal processing module that is operable to amplify the temporal variation resulting in amplified temporal variation, and a vital-sign generator that is operably coupled to the signal processing module that generates at least one human vital sign from the temporal variation; a wireless communication subsystem that is operably coupled to the microprocessor and that is operable to transmit a representation of the at least one human vital sign, wherein the wireless communication subsystem transmits to a static Internet Protocol address in order to reduce Internet Protocol discovery burden on the non-touch thermometer; and a display device that is operably coupled to the microprocessor that displays the at least one human vital sign.
2377 | Ultrasound system control panel and display lift | The control panel and display of a cart-borne ultrasound system are support by a lift which can be controlled to allow the control panel and display to be raised, lowered, and rotated. The lift has a first pivot elbow mounted to the ultrasound system cart and a second pivot elbow on which the control panel and display are mounted. A four-bar linkage is coupled between the pivot elbows which enables to control panel and display to be raised and lowered while maintaining the inclination of the control panel. The pivot elbows allow the control panel and display to be turned and rotated. A pair of hydraulic struts are mounted to the four-bar linkage to support the weight of the control panel and display. When a control button on the handle of the control panel is depressed the control panel and display can be freely raised, lowered and rotated. When the control button is released the pivot elbows and four-bar linkages are locked in their current positions. | 1. An ultrasound system comprising: a cart housing comprising wheels; a control panel; a display; a lift coupled to the cart housing, the control panel, and the display, wherein the lift is configured to articulate, to raise, lower and rotate the control panel and the display in relation to the cart housing, the lift further comprising an elevation mechanism configured to raise and lower the control panel and the display, the lift further comprising a hydraulic strut coupled to the elevation mechanism; a control button disposed on the control panel and configured to be actuated by a user to allow the elevation mechanism to be raised and lowered and, when not actuated, causes the elevation mechanism to be locked in position; and a switch that is configured to lock the lift in position when the wheels are locked, when the control panel is located in a straight-ahead position, or a combination thereof.
2378 | Transcutaneous power conveyance device | Some embodiments of the present disclosure may include a device for conveying power from a location external to a subject to a location within the subject The device may include a flexible carrier, an adhesive on a first side of the carrier, a coil of electrically conductive material associated with the flexible carrier, and a mechanical connector extending from a second side of the carrier opposite the adhesive. The mechanical connector may be configured to be received by and retained by a receiver associated with a housing configured for mounting on the carrier. | 1. A device for treating sleep apnea by conveying power from a location external to a subject to a location within the subject, the device comprising: a flexible carrier shaped to facilitate placement between a chin and a neck of the subject adjacent to an internal location of branched fibers of a hypoglossal nerve; an adhesive on a first side of the flexible carrier; at least one flexible coil of electrically conductive material arranged on the first side of the flexible carrier between the adhesive and the flexible carrier, the at least one flexible coil being configured for use in transmitting power to an implant located to modulate the branched fibers of the hypoglossal nerve, the at least one flexible coil having a plurality of windings; and a mechanical connector extending from a second side of the carrier opposite the adhesive, wherein the mechanical connector is configured to be received by and detachably retained by a receiver located on a housing configured for mounting on the flexible carrier, wherein the mechanical connector is further configured to maintain electrical contact between a power supply of the housing and the at least one flexible coil located on the flexible carrier to enable powering the implant, and the at least one flexible coil is further configured to transmit power to an implant located to modulate terminal fibers of the hypoglossal nerve.
2379 | Laser devices utilizing alexandrite laser operating at or near its gain peak as shorter-wavelength pumping sources and methods of use thereof | In some embodiments, the instant invention provides for a system that includes at least the following components: (i) an Alexandrite laser pumping subsystem; where the Alexandrite laser pumping subsystem is configured to: 1) produce wavelengths between 700 and 820 nm, and 2) produce a pump pulse having: i) a duration between 1 to 10 milliseconds, and ii) an energy measuring up to 100 Joules; where the Alexandrite laser pumping subsystem includes: 1) an optical fiber, and 2) a Lens system, (ii) a Thulium doped Yttrium Aluminum Garnet (Tm:YAG) laser subsystem; where the Tm:YAG laser subsystem includes: 1) a Tm:YAG gain medium, 2) a rod heat sink, and 3) at least one cooling device, (iii) a wavelength selecting device, where the wavelength selecting device is configured to deliver a wavelength between 1.75 microns to 2.1 microns; and where the system is configured to produce a high energy conversion efficiency. | 1. A system comprising: (i) a first laser pumping subsystem, wherein the first laser pumping subsystem is alexandrite gain medium and is configured to: 1) produce a pump pulse having wavelengths between 700 and 820 nm, and 2) said pump pulse having: i) a duration between 1 to 100 milliseconds, and ii) an energy measuring between 1 and 100 Joules; (ii) a pump pulse delivery subsystem comprising: 1) at least one optical fiber, and 2) one or more optional pulse conditioning optics, wherein the at least one optical fiber is configured to deliver an alexandrite pump pulse into the optional conditioning optics which may include a focusing element such as a lens for conveyance into a second pumped laser subsystem incorporating a Thulium (Tm) ion containing gain medium, wherein the second pumped laser subsystem consists of an optical resonator comprising: a Thulium ion containing gain medium such as Tm:YAG or other materials including, but are not limited to, Tm containing glass, YALO and ZBLAN hosts or co-doped materials such as Tm:Ho:YAG, wherein the optical resonator consists of mirrors coated to reflect light at the desired lasing wavelength, such mirrors may be separate from or coated onto a pumped laser gain medium and wherein such resonator permits the light from the pump pulse to enter the pumped laser gain medium by means of, for example, a dichroic optic having substantial transmission at the wavelength of the pump pulse and substantial reflection at a pumped laser output wavelength or having substantial reflection at wavelength of the pump pulse and substantial transmission at the pumped laser output wavelength, or by use of a dispersive optics to bring the pump pulse into reasonable spatial alignment with the axis of a pumped laser resonator.
2380 | Power scaling | Disclosed are systems and methods for measuring and calculating parameters to control and monitor a power transfer in an implanted medical device, including operating the device in a plurality of scalable power modes and/or coupling modes. The system may shift between or among power and/or coupling modes based on input such as data received over system communication lines, programmable timers, or electrical loading information. The system may also shift between or among power and/or coupling modes based on calculated amounts of coupling, levels of detected heat flux, and/or amounts of estimated temperature changes. | 1. A method of monitoring and controlling power transfer between a primary assembly and a secondary assembly of a transcutaneous energy transfer system used in an implanted cardiac medical device, comprising: operating the transcutaneous energy transfer system in a first power mode, the first power mode being one of a plurality of scalable power modes; determining if the transcutaneous energy transfer system is to be switched to a second power mode, the second power mode being one of the plurality of scalable power modes; and switching from the first power mode to the second power mode by controlling power transfer between the primary assembly and secondary assembly.
2381 | High efficiency magnetic link for implantable devices | Systems and devices for a high-efficiency magnetic link for implantable devices are disclosed herein. These devices can include a charging coil located in the implantable device and a charging coil located in a charge head of a charger. The charging coils can each include an elongate core and wire windings wrapped around a longitudinal axis of the elongate core. The charging coil of the charge head can be attached to a rotatable mount, which can be used to align the longitudinal axis of the charging coil of the charge head with longitudinal axis of the implantable device such that the axes of the charging coils are parallel. | 1. A charging head comprising: a contact surface; a retention feature configured to secure a position and orientation of the charging head with respect to a portion of a body; and a charging coil comprising a wire wrapped in a plurality of wire windings around an elongate core, wherein the charging coil is rotatably coupled to the retention feature, wherein the charging coil including both the plurality of wire windings and elongate core are rotatable with respect to the retention feature.
2382 | Hinged resonant power transfer coil | Methods and apparatus for wireless power transfer and communications are provided. In one embodiment, a resonator of a wireless power transfer system comprises a plurality of links connected to another with hinges to form a coil housing, the coil housing being adjustable at the hinges to conform to a body of a patient, and a flexible conductor wire attached to the coil housing, the flexible conductor wire being configured to transmit or receive wireless power. The resonator can be infinitely adjusted at the hinges to conform the shape of the resonator to a patient's body. In some embodiments, a locking mechanism can be configured to lock the resonator into a preferred position. | 1. A resonator of a wireless power transfer system, comprising: a plurality of links connected to another with hinges to form a coil housing, the coil housing being adjustable at the hinges to conform to a body of a patient, wherein the plurality of links are connected end to end to form a closed loop; and a flexible conductor wire attached to the coil housing, the flexible conductor wire being configured to transmit or receive wireless power.
2383 | Kegel health system | A method and apparatus for a Kegel health system can include: inserting an insertable body into a user, the insertable body connected to a tail outside of the user, the insertable body including a bulbous body coupled to a connecting body, the bulbous body including a control unit, the connecting body coupled to the tail, and the connecting body including sensors; sensing sensor data with the sensors, the sensor data indicating the presence of contractions from a pelvic floor muscle of the user; providing feedback to the user with graphics and written information displayed on an external device, the graphics and the written information indicating attributes of the contractions from the pelvic floor muscle. | 1. A method of operating a Kegel health system comprising: inserting an insertable body into a user, the insertable body connected to a tail outside of the user, the insertable body including a bulbous body coupled to a connecting body, the bulbous body including a control unit, the connecting body coupled to the tail, the connecting body including sensors, and the connecting body configured to have pelvic floor muscles laterally surround the sensors based on the insertable body being inserted into the user; sensing sensor data including sensing an evenness, a pressure, a frequency, a number, an intensity, a speed, and a direction of the contractions from the pelvic floor muscle with the sensors, the sensor data indicating the presence of contractions from the pelvic floor muscle of the user; and providing feedback to the user with graphics and written information displayed on an external device, the graphics and the written information indicating attributes of the contractions from the pelvic floor muscle.
2384 | Planar waveguide apparatus having a plurality of diffractive optical elements | A waveguide apparatus includes a planar waveguide and at least one optical diffraction element (DOE) that provides a plurality of optical paths between an exterior and interior of the planar waveguide. A phase profile of the DOE may combine a linear diffraction grating with a circular lens, to shape a wave front and produce beams with desired focus. Waveguide apparatus may be assembled to create multiple focal planes. The DOE may have a low diffraction efficiency, and planar waveguides may be transparent when viewed normally, allowing passage of light from an ambient environment (e.g., real world) useful in AR systems. Light may be returned for temporally sequentially passes through the planar waveguide. The DOE(s) may be fixed or may have dynamically adjustable characteristics. An optical coupler system may couple images to the waveguide apparatus from a projector, for instance a biaxially scanning cantilevered optical fiber tip. | 1. A waveguide apparatus, comprising: a planar waveguide having an at least partially transparent optical element comprising a first end, a second end, a first face, and a second face, wherein the planar waveguide is configured to permit light beams emitted by or reflected from physical objects that are located on a far side of the planar waveguide relative to a viewer to reach at least one eye of the viewer; and a plurality of diffractive optical elements comprising two dynamic diffractive optical elements and operatively coupled to the planar waveguide, wherein the two dynamic diffractive optical elements have different diffractive lens aspects such that when each of the two dynamic diffractive elements is alternatively switched on, the each of the two dynamic diffractive elements focuses light to a different focus distance, the first and second ends of the planar waveguide are opposed to each other along a length of the planar waveguide, the first and the second faces of the planar waveguide form an at least partially internally reflective optical path along a portion of the length of the planar waveguide, and the plurality of diffractive optical elements are configured to interrupt the at least partially internally reflective optical path to provide a respective plurality of optical paths between an exterior and an interior of the planar waveguide via the first face thereof at respective positions along the portion of the length of the planar waveguide.
2385 | Sensors for detecting incident signals having disturbance elements | A sensor and method of making a sensor for detecting an incident signal is provided. The sensor includes a frame, an antenna and a platform configured to detect the incident signal, and a holding arm connected to the frame, the holding arm configured to structurally support the antenna and the platform, and further configured to operably connect the platform to an electronic device external to the frame. The holding arm includes a conductor having an axial length and a plurality of disturbance elements formed along the axial length of the conductor. | 1. A sensor for detecting an incident signal, the sensor comprising: a frame; an antenna and a platform configured to detect the incident signal; and a holding arm connected to the frame, the holding arm configured to structurally support the antenna and the platform, and further configured to operably connect the platform to an electronic device external to the frame, wherein the holding arm includes a conductor having an axial length and a plurality of disturbance elements formed along the axial length of the conductor, wherein: the axial length of the conductor extends through the protective coating, and the plurality of disturbance elements are formed as periodically changing structural features along the axial length of the conductor.
2386 | Tamper evident point of containment, inventory and accountability system and method | The system in at least one embodiment provides a tamper evident specimen sample lock that in a further embodiment includes an embedded storage medium. They system and method in at least one embodiment allows for efficiently and securely creating, maintaining, identifying, tracking, and controlling inventories (either prospective or retrospective) of biological and chemical sample containers and their contents, while eliminating potential loss and degradation associated with handling the samples. The system in at least one embodiment provides a sample container tray or cryogenic box having one or more integrated RFID readers within an associated smart lid that sense RFIDs associated with the individual samples thereby eliminating the need to remove, visually inspect, and/or handle the samples. | 1. A tamper evident sample locking device, comprising: an elongated locking strip having two ends that are foldable to mate with each other, wherein said elongated locking strip is made of a resilient material that provides a physical indication of tampering and includes: an opening capable of receiving and securely engaging the exterior surface of a specimen sample container; locking mechanisms disposed on said elongated locking strip, wherein said locking mechanisms fittingly engage with and lock to each other when said ends of said elongated locking strip are folded to mate with each other; wherein the specimen sample container is securely locked within said elongated locking strip such that removal of the specimen sample container provides a physical indication of tampering on said elongated locking strip.
2387 | Method for determining and prescribing quantifiable and customized diet for patient suffering from dysphagia | A flow rate timing apparatus including a chute, planar surface, or tube with a first portion and a second portion enabling a flowable substance to flow between the first portion and the second portion. A first liquid detector located proximate the first portion for detecting when a flowable substance passes by the first liquid sensor, and a second liquid sensor located proximate the second portion for detecting when a flowable substance passes by the second liquid sensor. A timing circuit is connected to the first liquid sensor and the second liquid sensor, wherein the timing circuit determines amount of time for a flowable substance to flow between the first liquid sensor and the second liquid sensor. | 1. A method for determining and prescribing a quantifiable, reproducible, and customized diet for a patient suffering from dysphagia, said method comprising the steps of: selecting a quantifiable food characteristic (QFC) having a value that can be objectively measured; selecting a testing device capable of measuring the QFC value; selecting an initial sample food having an initial QFC value; using the testing device to measure the initial QFC value of the initial sample food; administering for oral consumption to a patient the initial sample food; determining whether the patient medically tolerates oral consumption of the initial sample food having the initial QFC value, thereby being able to consume foods having the initial QFC value without experiencing associated health risks of dysphagia; administering for oral consumption to the patient, who has medically tolerated the initial sample food having the initial QFC value, additional foods having increasing QFC values until one of (i) the patient is unable to medically tolerate without experiencing associated health risks of dysphagia food having a further increase in QFC value, (ii) administered food has a QFC value of water, and (iii) administered food has a QFC value of non-flowable food; administering for oral consumption to the patient, who has medically tolerated the initial sample food having the initial QFC value, additional foods having decreasing QFC values until one of (i) the patient is unable to medically tolerate without experiencing associated health risks of dysphagia food having a further decrease in QFC value, (ii) administered food has a QFC value of water, and (iii) administered food has a QFC value of non-flowable food; measuring the food having the highest QFC value without the patient experiencing associated health risks of dysphagia, which is designated as a maximum QFC value of a customized quantifiable dysphagia diet range; measuring the food having the lowest QFC value without the patient experiencing associated health risks of dysphagia, which is designated as a minimum QFC value of the customized quantifiable dysphagia diet range; and prescribing the customized quantifiable dysphagia diet range to the patient consisting of foods having QFC values between the minimum QFC value and the maximum QFC value, thereby enabling the patient to consume foods having QFC values within the prescribed customized quantifiable dysphagia diet range without experiencing associated health risks of dysphagia.
2388 | Accessibility for the hearing impaired using measurement and object based audio | A setup application in a TV, sound bar, surround sound speaker system, or AVR creates a hearing profile for a user, calibrating various frequencies according to an interactive calibration step. Then, object-based audio, which may include metadata describing the key aspects of the audio, is used to identify the key aspects so that they can be emphasized, using the calibration information, to allow for increased intelligibility and the most natural listening experience possible for the hearing-impaired. EQ calibration for each speaker also may be effected for each user. | 1. A device comprising: at least one computer memory that is not a transitory signal and that comprises instructions executable by at least one processor to: receive from a user interface (UI) input pertaining to at least first and second speaker frequencies; based at least in part on the input, establish a calibration for the first and second frequencies; identify at least a first audio element in audio comprising at least first and second audio elements; modify the first audio element according to the calibration of the first and second frequencies to render a calibrated audio element and not modify the second audio element according to the calibration of the first and second frequencies; and play the calibrated audio element and the second audio element on at least one audio speaker.
2389 | High voltage capacitor with increased anode surface area and method of making same | An electrolytic capacitor is disclosed having a housing in an arced-trapezoidal shape. Disposed within the housing are one or more anodes, one or more cathodes, one or more separators disposed between anodes that are adjacent anodes cathodes, and an electrolyte disposed around the one or more anodes, the one or more cathodes, and the one or more separators within the housing. The housing of the electrolytic capacitor includes front and back walls shaped as arced-trapezoids and four sidewalls that substantially follow the outline of the front and back walls. The electrolytic capacitor is configured to connect in series with one or more electrolytic capacitors of the same shape to form a capacitor assembly. In the capacitor assembly, electrolytic capacitors are placed such that sidewalls are adjacent to each other to form a D-shaped capacitor assembly. | 1. A capacitor assembly, comprising: a plurality of capacitors each having: a housing having an arced-trapezoidal shape; one or more anodes disposed within the housing; one or more cathodes disposed within the housing; one or more separators disposed between an anode of the one or more anodes adjacent to a cathode of the one or more cathodes; and an electrolyte disposed around the one or more anodes, the one or more cathodes, and the one or more separators within the housing.
2390 | Battery management system | A battery management method for one or more batteries in a healthcare delivery system is provided. The method includes determining when the healthcare delivery system is drawing power from the one or more batteries and controlling a display unit coupled to the controller to display an initial number corresponding to a time remaining on battery (TROB) when the healthcare delivery system is drawing power from the one or more batteries. The method also includes determining if the TROB is within a reserve range extending up to a reserve range maximum that is less than a maximum TROB, changing the TROB according to an operational state of the healthcare delivery system if the TROB is greater than the reserve range maximum, and decreasing the TROB to count down the TROB without regard for the operational state of the healthcare delivery system if the TROB is less than the reserve range maximum. | 1. A method, implemented by a controller of a battery management system in a healthcare delivery system, of managing one or more batteries in the healthcare delivery system when the healthcare delivery system is not drawing power from a power supply other than the one or more batteries, the method comprising: determining when the healthcare delivery system is drawing power from the one or more batteries; controlling a display unit coupled to the controller to display an initial number corresponding to a time remaining on battery (TROB) when the healthcare delivery system is drawing power from the one or more batteries; determining if the TROB is within a reserve range extending up to a reserve range maximum, the reserve range maximum being less than a maximum TROB; changing the TROB according to an operational state of the healthcare delivery system if the TROB is greater than the reserve range maximum; and decreasing the TROB to count down the TROB without regard for the operational state of the healthcare delivery system if the TROB is less than the reserve range maximum.
2391 | Microscope with wireless radio interface and microscope system | A microscope has a microscope control unit including at least one radio system having a wireless radio interface. The at least one radio system of the microscope control unit comprises: at least one first radio system configured to furnish at least one first radio characteristic and at least one second radio system configured to furnish at least one second radio characteristic, at least one radio system configured to furnish a first and a second radio characteristic in a predetermined time cycle, or both. | 1. A microscope, comprising: a microscope control unit including at least one radio system having a wireless radio interface, wherein the at least one radio system of the microscope control unit comprises at least one of: at least one first radio system having a short range and at least one second radio system having a long range; or at least one radio system configured to furnish the short range and the long range in a predetermined time cycle by varying a field energy of the at least one radio system, wherein the microscope is configured to detect a mobile user device that is located in both the short range and the long range based on the at least one radio system switching from the short range to the long range or switching from the long range to the short range, and wherein the microscope is configured such that a mobile user device that is located in the long range and outside of the short range is not detected upon the at least one radio system switching to the short range, but is detected based on the at least one radio system switching to the long range so as to determine unequivocally whether the mobile user device is located in the short range or the long range.
2392 | Method and device for the adjustment of contactless data links | A test setup for testing a contactless digital rotary joint integrated in a device requiring data transmission between a rotating part and a stationary part, the rotary joint further comprises a transmitter and a receiver. The transmitter has a transmitter amplifier, which is coupled to a pair of transmission lines, which are terminated by a pair of terminations. The transmission lines are differential transmission lines comprising a pair of conductors which is driven by differential signals from the transmitter amplifier. The receiver has a receiver antenna comprising a pair of antenna sections which are differentially operated and feed a differential signal to the receiver amplifier. A transmitter ground and a receiver ground are coupled to a common mode signal generator generating a common mode signal. A data source is coupled to the transmitter amplifier feeding a test signal into the transmitter amplifier, and a data sink is coupled to the receiver amplifier for receiving the test signal and generating a test result value. Also disclosed is a method for adjusting a contactless data link integrated in a device requiring data transmission between a rotating part and a stationary part. | 1. A test apparatus for testing a contactless digital rotary joint integrated in a device requiring data transmission between a rotating part and a stationary part, the rotary joint comprising a contactless data link, the contactless data link comprising: a transmitter having a transmitter amplifier coupled to at least a first transmission line and a second transmission line which are respectively terminated by a first termination and a second termination, the first and second transmission lines being differential transmission lines respectively comprising a first conductor and a second conductor, the transmitter amplifier configured to provide differential signals to the first and second conductors, and a receiver configured to receive signals from the transmitter, the receiver having a receiver amplifier and at least one receiver antenna comprising at least a first antenna section and a second antenna section which are configured to be differentially operated to feed a differential signal to the receiver amplifier, wherein: a transmitter ground defined by the transmitter and a receiver ground defined by the receiver are coupled to a common mode signal generator that is configured to generate a common mode signal, a data source is coupled to the transmitter amplifier and configured to feed a predetermined test signal into the transmitter amplifier, and a data sink is coupled to the receiver amplifier and configured to receive the test signal from the receiver amplifier and generate a test result value.
2393 | Control method for communication terminal connectable to wearable terminal via network | In a method causing a processor in a communication terminal to execute operations that include; detecting whether the communication terminal, which is connected via a network to a wearable terminal that is attached to part of a body of a user, is being manipulated; if the communication terminal is detected as not being manipulated, transmitting notification information that includes push notification to a wearable terminal; if the communication terminal is detected as being manipulated, transmitting the notification information to the communication terminal, without transmitting the notification information to the wearable terminal. | 1. A method causing a processor in a communication terminal to execute operations that include: detecting whether the communication terminal, which is connected via a network to a wearable terminal that is attached to part of a body of a user, is being manipulated; if the communication terminal is detected as not being manipulated, transmitting notification information that includes push notification to the wearable terminal; if the communication terminal is detected as being manipulated, controlling the communication terminal to notify the notification information to the user, without transmitting the notification information to the wearable terminal, wherein, the notification information further includes information indicating a notification intensity, biological information about the user is received from the wearable terminal, the biological information having been detected by the wearable terminal, and when the notification information is transmitted to the wearable terminal, the larger a value indicating a degree of activity of the user there is, the value being included in the biological information that has been received, the higher the notification intensity is, indicated by information included in the notification information to be transmitted to the wearable terminal.
2394 | Managing activities performed by a plurality of collocated mobile devices | Systems and methods for managing activities among two or more mobile devices that are collocated include means for determining a set of tasks to be performed collectively by at least a first mobile device comprising a first set of subsystems and a second mobile device comprising a second set of subsystems, while the first and second mobile device are collocated during a period of time in the future; means for assigning a first task of the set of tasks to be performed by the first mobile device based on the first set of subsystems; and means for assigning a second task of the set of tasks to be performed by the second mobile device based on the second set of subsystems. The first and second sets of subsystems are different from one another with regard to at least one subsystem. | 1. A method for use in managing two or more mobile devices that are collocated, the method comprising: determining a set of tasks to be performed collectively by at least a first mobile device comprising a first set of subsystems and a second mobile device comprising a second set of subsystems, while the first and second mobile devices are collocated during a period of time in the future; assigning a first task of the set of tasks to be performed by the first mobile device based on the first set of subsystems; and assigning a second task of the set of tasks to be performed by the second mobile device based on the second set of subsystems; wherein the first and second sets of subsystems are different from one another with regard to at least one subsystem.
2395 | Medical device communications network | A medical device communications network comprises a plurality of medical devices including either or both of a first number of surgical instruments and a second number of implants configured for subcutaneous implantation in a biological body. A corresponding plurality of wireless communication circuits are each mounted to a different one of the plurality of medical devices. Each of the plurality of wireless communication circuits is configured to broadcast medical device information relating to the medical device to which it is mounted and to receive information relating to any other of the plurality of medical devices. The network may or may not include a master wireless communications circuit configured to receive the medical device information broadcast by any of the plurality of slave wireless communication circuits and to broadcast the information relating to any other of the plurality of medical devices. | 1. A medical device communications network, comprising: a first surgical instrument configured for use in surgically preparing a patient'ss bone to receive a surgical implant, a first wireless communication circuit mounted to the first surgical instrument, the first wireless communication circuit having a first wireless transceiver electrically connected to at least one of a first visual indicator and a first audible indicator, and a processor-readable, non-transitory storage memory having processor-executable instructions stored thereon, which, when executed by a processor, cause the first wireless transceiver to: receive information broadcasted from one or more other surgical instruments used during a surgical procedure, determine whether the first surgical instrument is being used out of order relative to a predetermined surgical instrument usage sequence, determine whether the first surgical instrument is incompatible with another surgical instrument used during the surgical procedure, and activate at least one of the first visual indicator and the first audible indicator in response to determining that the first surgical instrument is one or more of being used out of order relative to the predetermined surgical instrument usage sequence or incompatible with any other surgical instrument used during the surgical procedure.
2396 | Cotton-free electronic cigarette preventing liquid spill | Disclosed is a cotton-free electronic cigarette preventing liquid spill, comprising a vaporizer assembly, a mouthpiece assembly and a battery control assembly. The vaporizer assembly comprises an outer sleeve, a liquid storage cup, a vaporizer unit and a heat insulation sleeve. An air passage is formed between an exterior longitudinal flat surface of the liquid storage cup and the heat insulation sleeve. The liquid storage cup is sheathed with the outer sleeve, an inner wall of the outer sleeve and an exterior arc surface of the liquid storage cup forms an arc-shaped slit. An inner wall of the outer sleeve and the exterior longitudinal flat surface of the liquid storage cup forms a vapor flow passage. The vapor flow passage is interconnected to the arc-shaped slit. The mouthpiece assembly is fixed to one end of the outer sleeve to seal an outlet of the arc-shaped slit. | 1. A cotton-free electronic cigarette preventing liquid spill, comprising a mouthpiece assembly, a battery control assembly and a vaporizer assembly, the mouthpiece assembly and the battery control assembly being respectively connected to two ends of the vaporizer assembly, characterized in that the vaporizer assembly comprises: an outer sleeve, the outer sleeve being a pipe having an inner diameter larger than an outer diameter of a liquid storage cup of the cotton-free electronic cigarette, the liquid storage cup, being a cylinder having a segmental-circular cross section formed by an exterior longitudinal flat surface, an exterior surface of an outlet end of the liquid storage cup being provided with a bayonet, the bayonet being configured to be fitted into a heat insulation sleeve, a vaporizer unit, the vaporizer unit comprising an electric heating assembly and a power connecting assembly, and the heat insulation sleeve, the heat insulation sleeve having a tubular structure; the liquid storage cup stores cigarette liquid therein, an opening of the liquid storage cup is provided with a liquid percolation piece and a filter piece; the vaporizer unit is placed inside the heat insulation sleeve; the exterior longitudinal flat surface of the liquid storage cup forms an air passage when the bayonet of the liquid storage cup is fitted into the heat insulation sleeve; the liquid storage cup is sheathed with the outer sleeve, an inner wall of the outer sleeve and an exterior arc surface of the liquid storage cup forms an arc-shaped slit, the arc-shaped slit being used for preventing spill of residual condensed cigarette liquid; the inner wall of the outer sleeve and the exterior longitudinal flat surface of the liquid storage cup forms a vapor flow passage, the vapor flow passage is interconnected to the arc-shaped slit; the mouthpiece assembly is fixed to one end of the outer sleeve to seal an outlet of the arc-shaped slit, such that an inhalation hole of the mouthpiece assembly is interconnected to the vapor flow passage.
2397 | Methods using activity manager for monitoring user activity | A method uses telemetry data based on user habit information or user monitoring. User information is acquired from one or more sensors of a monitoring device. The user information is selected from of at least one of, a user's activities, behaviors and habit information. Signals are routed through ID circuitry at the user monitoring device. User information is communicated between the monitoring device and a telemetry system. A database of user ID's is accessed at the telemetry system. The telemetry system analyzes telemetry data based on at least one of, user's activities, behaviors and habit information, user condition, and user parameter, to create personalized information about the user. One or more contexts of a user activity are associated with an activity manager. The activity manager is a standalone device, included with the telemetry system or included with the monitoring device. | 1. A method for using telemetry data, comprising: acquiring individual information using a non-contact monitoring device that includes a microphone, a transmitter and sensors to determine air quality, sound level/quality, light quality and ambient temperature near the individual, the-transmitter serving as a communication system; using an accelerometer or other motion detector, that are included in the monitoring device, to detect an individual'ss movement information, the monitoring device producing movement information relative to the individual that is indicative of the individual'ss respiration; routing signals through ID circuitry at the monitoring device, accelerometer or other motion detector; communicating the individual'ss information directed to the individual'ss potential state of death based on information about the individual received from the accelerometer or other detection device; analyzing the individual'ss respiratory and movement information at a cloud based system that includes one or more processors, the cloud based system including a motion pattern classification system relative to an individual'ss profile manager, the one or more processors configured to process the one or more motion samples, the one or more processors configured to process at least a portion of the information to determine the individual'ss movement information that is indicative of the individual'ss respiration; and associating one or more contexts of an individual'ss movement information and respiratory information with the individual'ss profile manager that includes a database of information relative to the individual'ss movement and respiratory information.
2398 | Activity tracking device and associated display | An activity tracking system includes a sensor device and a display device. The sensor device is configured to be carried by the user and includes at least one sensor configured to obtain the activity data for the user. The display device includes a display screen. The display device is configured to receive the activity data obtained by the sensor device and display the activity data about a circular axis on the display screen. The activity data includes sleep data on one side of the circular axis and awake data on an opposite side of the circular axis. The sleep data includes a start time and an end time for a daily retired sleep period, the end time occurring in a selected day and the start time occurring in a previous day. | 1. An activity tracking system configured to provide activity data to a user, the activity tracking system comprising: a sensor device configured to be carried by the user, the sensor device including at least one sensor configured to obtain the activity data for the user; and a display device including a display screen, the display device configured to receive the activity data obtained by the sensor device and display the activity data about only one closed loop circular axis on the display screen, the activity data including sleep data on one side of the only one closed loop circular axis and awake data on an opposite side of the only one closed loop circular axis, the sleep data including a start time and an end time for a daily retired sleep period, the end time occurring in a selected day and the start time occurring in a previous day, the awake data configured to overlap the sleep data on the only one closed loop circular axis when the user remained awake at a time during the selected day that is later than the start time of the daily retired sleep period from the previous day such that both the awake data and the sleep data are associated with at least one point on the only one closed loop circular axis.
2399 | Biocompatible bonding method and electronics package suitable for implantation | The invention is directed to a method of bonding a hermetically sealed electronics package to an electrode or a flexible circuit and the resulting electronics package, that is suitable for implantation in living tissue, such as for a retinal or cortical electrode array to enable restoration of sight to certain non-sighted individuals. The hermetically sealed electronics package is directly bonded to the flex circuit or electrode by electroplating a biocompatible material, such as platinum or gold, effectively forming a studbump connection, which bonds the flex circuit to the electronics package. The resulting electronic device is biocompatible and is suitable for long-term implantation in living tissue. | 1. A method of making an implantable electronic device comprising: forming a hermetic electronics control unit including a contact, forming a flexible circuit including a first thin film flexible electrically insulating substrate, an electrically conducting metal layer deposited on the first insulating layer, a second thin film flexible electrically insulating substrate deposited on the electrically conducting metal layer, at least one bond pad defining a through hole entirely through the flexible circuit; providing weldable material which is electrically conductive and biocompatible; aligning the weldable material, bond pad, and the contact; and wielding the weldable material, bond pad and contact together; and cutting the weldable material.
2400 | Smart device | An Internet of Thing (IoT) device includes a camera coupled to a processor; and a wireless transceiver coupled to the processor. Blockchain smart contracts can be used with the device to facilitate secure operation. | 1. A device, comprising: a body having a blockchain address, a processor to identify the body in a blockchain with the blockchain address and a wireless transceiver; a sensor coupled to the body and the wireless transceiver to store tamperproof sensor events on the blockchain; and an accelerometer disposed within the body to detect acceleration of the body, wherein the accelerometer stores acceleration data on the blockchain.
2401 | Method and navigation system for assisting a visually impaired user to safely walk around obstructions and impediments | A computer-implemented method and a navigation system are described for guiding a visually impaired user to avoid obstructions and impediments while walking. The user may wear a plurality of subassemblies of the system. The tilt and rotation of the user's head may be monitored using one of the subassemblies worn on the user's head. Based at least in part on the tilt and rotation of the user's head, vertical and horizontal firing angles used by a distance measuring unit in each of the subassemblies may be calculated to transmit and receive laser signals to perform measurements. The user is then provided with navigation instructions and alarms based on whether an obstruction or an impediment is detected that is closer than a predetermined distance to the user while the user is walking based on the measurements. | 1. A computer-implemented method of guiding a visually impaired user of a navigation system to avoid obstructions and impediments while walking, the user wearing a plurality of subassemblies of the system, the method comprising: monitoring tilt and rotation of the user'ss head using one of the subassemblies worn on the user'ss head; calculating, based at least in part on the tilt and rotation of the user'ss head, vertical and horizontal firing angles used by a distance measuring unit in each of the subassemblies to transmit and receive laser signals to perform measurements; and providing navigation instructions and alarms to the user based on whether an obstruction or an impediment is detected that is closer than a predetermined distance to the user while the user is walking based on the measurements.
2402 | Illumination system for an EUV projection lithographic projection exposure apparatus | An illumination system for an EUV projection lithographic projection exposure apparatus comprises an EUV light source, which generates an output beam of EUV illumination light with a predetermined polarization state. An illumination optical unit guides the output beam along an optical axis, as a result of which an illumination field in a reticle plane is illuminated by the output beam. The light source comprises an electron beam supply device, an EUV generating device and a polarization setting device. The EUV generating device is supplied with an electron beam by the electron beam supply device. The polarization setting device exerts an adjustable deflecting effect on the electron beam for setting the polarization of the output beam. This results in an illumination system, which operates on the basis of an electron beam-based EUV light source and provides an output beam, which is improved for a resolution-optimized illumination. | 1. An illumination system, comprising: a free electron laser configured to generate an EUV radiation beam, the free electron laser comprising: a first device configured to generate an electron beam; a second device configured to interact with the electron beam to generate EUV radiation; and a third device configured to exert an adjustable deflecting effect on the electron beam to set a polarization of the EUV radiation beam; a scanning device configured to deflect the EUV radiation beam; and an illumination optical unit configured to guide the EUV radiation beam along an optical axis to an illumination field, wherein the scanning device is configured to: a) operate in a synchronized fashion with the third device; and b) match an aperture angle of the EUV radiation beam to the illumination optical unit.
2403 | User identification via motion and heartbeat waveform data | The disclosure relates to methods, devices, and systems to identify a user of a wearable fitness monitor using data obtained using the wearable fitness monitor. Data obtained from motion sensors of the wearable fitness monitor and data obtained from heartbeat waveform sensors of the wearable fitness monitor may be used to identify the user. | 1. A method, implemented on a wearable fitness monitor comprising one or more motion sensors, one or more heartbeat waveform sensors, and one or more processors, the method comprising: (a) obtaining, by the one or more processors, a motion signature obtained using data from the one or more motion sensors of a wearable fitness monitor configured to be worn by a person, wherein the motion signature characterizes a movement experienced by the wearable fitness monitor; (b) obtaining, by the one or more processors, a heartbeat waveform signature obtained using data from the one or more heartbeat waveform sensors, wherein the heartbeat waveform signature characterizes a detected heartbeat waveform of a wearer of the wearable fitness monitor; (c) obtaining, by the one or more processors, a first test feature vector from the motion signature and a second test feature vector from the heartbeat waveform signature; (d) applying, by the one or more processors, a machine learning classifier to the first test feature vector and the second test feature vector, wherein the machine learning classifier was trained using motion data and heartbeat waveform data obtained from a reference user, and wherein the machine learning classifier is configured to receive feature vectors as inputs and provide classifications of the feature vectors as outputs, wherein the classifications indicate whether the feature vectors belong to the reference user; (e) obtaining, using the machine learning classifier and by the one or more processors, a classification indicating whether the first test feature vector and the second test feature vector belong to the reference user; and (f) determining, based on the classification obtained in (e) and by the one or more processors, whether an identity of the wearer of the wearable fitness monitor is the user.
2404 | Emergency video camera system | A surveillance system includes one or more camera systems at least some of the camera systems including a camera element comprising optical components to capture and process light to produce images, camera processing circuitry that receives the light and processes the into electrical signals and encodes the signals into a defined format, power management circuitry to power the camera system, the power management system including first and second power interfaces and first and second video output interfaces. | 1. A camera system comprises: a camera comprising optical components to capture and process optical energy to produce images, camera processing circuitry that receives the optical energy and processes the optical energy into electrical signals and encodes the signals into a defined format; power management circuitry to power the camera system, the power management system comprising; a first power interface configured to couple to normal building supplied power; a second, different power interface configured to connect to a fire panel, with the second different power interface receiving power from the fire panel to power the camera system during emergency operations; and circuitry that receives a signal that causes the circuitry to switch from the first power interface to the second power interface upon detection of loss or imminent loss of power from the first interface.
2405 | Processing data of a user performing an athletic activity to estimate energy expenditure | Example embodiments may relate to a system, method, apparatus, and computer readable media configured for prompting a user to perform an exercise, monitoring form of the user while performing the exercise, and calculating an energy expenditure estimate for the user performing the exercise based on a type of the exercise and on the form of the user. | 1. A computer-implemented method comprising: receiving, by a computer device positioned on a body of a user, first data from a first sensor integrated into an item of apparel worn by the user; determining, by a processor of the computer device, a location of the computer device on the body of the user, based on the received first data; receiving, by the computer device, second data from a second sensor integrated within the computer device; receiving, by the computer device, third sensor data received from a third sensor configured to detect a pressure exerted by the user; calculating, by the processor, from the second sensor data and the third sensor data, an initial postural assessment of the user; prompting the user to perform an exercise selected based on the postural assessment and a likelihood of injury to the user; calculating, by the processor, from the second sensor data and the third sensor data, an angle between a first body part and a second body part of the user, based on the determined location of the computer device on the body of the user; determining, by the processor, a form of the user, based on the calculated angle; comparing the determined form of the user to a desired form associated with the exercise; calculating, by the processor, a completeness modifier based on the comparing the determined form of the user to the desired form; and calculating, by the processor, an energy expenditure estimate for the user performing the exercise based on a type of the exercise and on the calculated completeness modifier.
2406 | Method for performing authentication using biometrics information and portable electronic device supporting the same | A method for performing authentication in a portable electronic device is provided. The method includes identifying whether a peripheral electronic device is located within a certain distance from the portable electronic device, receiving biometrics information from the peripheral electronic device when the peripheral electronic device is located within the certain distance from the portable electronic device, identifying whether the biometrics information received from the peripheral electronic device is identical to biometrics information stored in the portable electronic device, and releasing security set to the portable electronic device when the biometrics information received from the peripheral electronic device is identical to the biometrics information stored in the portable electronic device. | 1. A method for performing a user authentication in a portable electronic device, the method comprising: identifying a peripheral electronic device located within a certain distance from the portable electronic device; pairing the portable electronic device with the identified peripheral electronic device using a short-range communication protocol; and in response to the pairing of the portable electronic device: receiving the biometrics information and a code for connecting a communication with the peripheral electronic device from the peripheral electronic device; identifying whether the received biometrics information is identical to the biometrics information stored in the portable electronic device; confirming the code when the received biometrics information is identical to the biometrics information stored in the portable electronic device; releasing a security set to the portable electronic device in response to the identification that the biometrics information received from the identified peripheral electronic device is identical to the biometrics information stored in the portable electronic device and the successful verification of the code; and allowing access to the portable device based on the security set.
2407 | Safety monitoring platform | In some implementations, a system can transmit communications indicating an occurrence of a particular type of safety incident experienced by a user. Registration information that indicates that a plurality of safety devices of different types are to be registered with the user is initially obtained. Sensor data from the plurality of safety devices of different types are obtained. An occurrence of a particular type of safety incident experienced by the user is then selected from among a plurality of types of safety incidents. The selection may be based at least on the obtained sensor data and the obtained registration information. A communication is then provided to another user to indicate the occurrence of the particular type of safety incident experienced by the user in response to selecting the occurrence of the particular type of safety incident. | 1. A method performed by one or more computers, the method comprising: obtaining registration information that indicates that a plurality of safety devices of different types are to be registered with a user; obtaining sensor data from the plurality of safety devices of different types; selecting an occurrence of a particular type of safety incident experienced by the user from among a plurality of types of safety incidents based at least on the sensor data from the plurality of safety devices of different types and the registration information that indicates that the plurality of safety devices of different types are to be registered with the user; and in response to selecting an occurrence of a particular type of safety incident experienced by the user from among a plurality of types of safety incidents, providing a communication to another user indicating the occurrence of the particular type of safety incident experienced by the user; and obtaining data indicating a current location of the user from a device associated with the user; obtaining historical data corresponding to the current location of the user; wherein the selection of the occurrence of the particular type of safety incident experience by the user is based on the obtained historical data corresponding to the current location of the user.
2408 | Close range monitoring | A wearable device may connect to a wearable device over a short-range wireless connection. The user device may receive sensor data from the wearable device, where the wearable device has sensors. The user device may determine that a safety alert parameter has been met, and in response generate an audible alarm. The device may then determine that the connection between the user device and the wearable device has been disconnected, and in response, generate a second audible alarm. | 1. A method comprising: connecting to a wearable device using a short-range wireless connection, a user device, wherein the short-range wireless connection is a BLUETOOTH connection, wherein the wearable device is a smart watch; receiving, from the wearable device and through the BLUETOOTH connection, sensor data, the sensor data collected by at least one temperature sensor on the wearable device; determining a safety alert parameter has been met based on the received sensor data, wherein the safety alert parameter includes a timing parameter, and wherein the determining comprises: detecting, from the sensor data received from the wearable, a set of temperature data; comparing, with a threshold temperature, the data in the set of temperature data, wherein the threshold temperature data is the safety alert parameter; and determining the temperature at the wearable, as indicated by the temperature data exceeds a threshold temperature, the threshold temperature determined to be an unsafe temperature; generating a first audible alarm in response to the determining the safety alert parameter has been met; generating, in response to the first audible alarm, metadata indicating the safety alert parameter met is a temperature-based safety alert parameter; transmitting, to the wearable, the metadata determining the BLUETOOTH connection between the user device and the wearable device has been disconnected; and generating a second audible alarm in response to the determining the BLUETOOTH connection has been disconnected.
2409 | Systems and methods for extracting keywords in language learning | Systems, methods, and products for language learning that may determine a level score of a learner based upon responsive inputs received from the learner during sessions. A pedagogical value threshold is determined based upon the level score of the learner and a resource difficulty score of a resource containing text having one or more words. Each word having a word difficulty score satisfying the pedagogical value threshold is stored into a non-transitory machine-readable storage media keyword store. | 1. A computer-implemented method comprising: determining, by a server, a level score of a learner based upon a plurality of responsive inputs received from a client device associated with the learner during one or more sessions associating at least one server with a browser of the client device, wherein, during a session of the one or more sessions, the server is configured to receive from the client device one or more responsive inputs of the plurality of responsive inputs via one or more networks; determining, by the server, a pedagogical value threshold based upon the level score of the learner and a resource difficulty score of a resource containing text having one or more words; storing, by the server, into a keyword store, each word of the one or more words having a word difficulty score satisfying the pedagogical value threshold, wherein the keyword store is hosted on one or more computers comprising non-transitory machine-readable storage media configured to store each of the words of one or more resources; selecting, by the server and from a resource store, the resource comprising content associated with one or more learner attributes of the learner using the words satisfying the pedagogical value threshold; identifying, by the server, a type of learning activity that exercises a language skill for improvement of the learner and corresponds to a goal of the learner; identifying, by the server, one or more records in a distractor store containing a set of one or more distractors of a type suited to the identified type of learning activity; and generating, by the server, a learning activity of the identified type of learning activity utilizing at least one of the set of one or more distractors extracted from the selected resource.
2410 | Instrumentation amplifier with digitally programmable input capacitance cancellation | An instrumentation amplifier that includes input capacitance cancellation is provided. The architecture includes programmable capacitors between the input stage and a current feedback loop of the instrumentation amplifier to cancel input capacitances from electrode cables and a printed circuit board at the front end. An on-chip calibration unit can be employed to calibrate the programmable capacitors and improve the input impedance. | 1. An instrumentation amplifier device comprising: an instrumentation amplifier comprising: a differential input stage comprising an inverting input terminal and a non-inverting input terminal; an output stage driven by the input stage; a direct current feedback loop from the output stage to the input stage; and a negative capacitance generation feedback circuit between the input stage and the direct current feedback loop, wherein a negative capacitance is generated at the input stage to cancel parasitic capacitances at the inverting input terminal and the non-inverting input terminal and thereby boost input impedance, wherein the negative capacitance generation feedback circuit comprises: a first negative impedance converter circuit connected in parallel between the inverting input terminal and a first internal node of the instrumentation amplifier; and a second negative impedance converter circuit connected in parallel between the non-inverting terminal and a second internal node of the instrumentation amplifier.
2411 | Contactless communication signal transfer | Among other things, one or more techniques and/or systems are described herein for transferring communication information between a stationary unit and a movable (e.g., rotating) unit, or between two movable units without contact between the units. A transmitter is configured to translate digital information into an analog signal which may be fed to an input coupler positioned within a channel of an electrically conductive member (e.g., on a first unit, such as a stationary unit). The current of the signal induces a signal in an output coupler (e.g., on a second unit, such as a movable unit). Voltage characteristics of the induced signal (e.g., which substantially correspond to voltage characteristics of the signal fed into the input coupler) may subsequently be used to reconstruct the digital data at a receiver. In this manner, information can be communicated between two non-contacting units. | 1. A computed tomography apparatus, comprising: a stationary unit; a rotating unit; a transmitter operably coupled to one of the stationary unit or the rotating unit for transferring information between the stationary unit and the rotating unit, the transmitter comprising: a first member defining a first channel, and an electrically conductive first element positioned within the first channel, the electrically conductive first element configured to generate a first electric field in response to a first current flow in the electrically conductive first element, wherein the first member is non-magnetic and no magnetic material is disposed between the first member and the electrically conductive first element; and a receiver operably coupled to the other of the stationary unit or the rotating unit, the receiver comprising: a second member defining a second channel facing the first channel, and an electrically conductive second element positioned within the second channel, the electrically conductive second element configured to have a second current induced therein based upon the first electric field.
2412 | Systems and methods for communication between medical devices | Systems and methods for conducted communication are described. In one embodiment, a method of communicating with a medical device implanted within a patient comprises receiving, at a medical device via electrodes connected to the patient, a conducted communication signal, wherein the conducted communication signal comprises a signal component and a noise component. The method may further comprise adjusting, by the medical device, a receive threshold based at least in part on an amplitude of the received conducted communication signal so as to reduce an amplitude of the noise component of the conducted communication signal. | 1. A method of communicating with a medical device implanted within a patient comprising: receiving, at a medical device via electrodes connected to the patient, a conducted communication signal, wherein the conducted communication signal comprises: a signal component that includes a plurality of communication pulses generated by a remote medical device; and a noise component; adjusting, by the medical device, a receive threshold based at least in part on an amplitude of the received conducted communication signal; and wherein adjusting the receive threshold at least partially reduces an amplitude of the noise component of the conducted communication signal.
2413 | Hospitality private branch exchange (PBX) system with dynamic rules for complementing mobile phones of currently checked in guests | A PBX system complements the mobile phones of users. Custom incoming and outgoing call rules are dynamically activated for users when the users begin utilizing a facility having at least one phone number and a number of internal phones. A custom rule causes outgoing calls made from an internal phone used by a user to have a caller ID phone number of the user's personal mobile phone rather than the facility's phone number. Another custom rule causes incoming calls made to the facility's phone number that have a source caller ID phone number matching a phone number in the user's mobile phone address book to be automatically forwarded directly to an internal phone currently utilized by the user. The user may install an application on their mobile phone, and another custom rule causes incoming calls at the user's mobile phone to be twinned while the user is at the facility. | 1. A hospitality phone system for processing incoming telephone calls, the hospitality phone system comprising: a storage device storing a default incoming call rule specifying a default destination to which incoming telephone calls to a hospitality establishment are to be forwarded; and one or more processors configured to: store a custom incoming call rule in the storage device, the custom incoming call rule is based at least in part on: a user specifying a source telephone number and the user selecting whether to allow twin incoming calls to both a custom destination and a mobile phone associated with the source telephone number; track when the user is checked in to the hospitality establishment and activating the custom incoming call rule only when the user is checked in to the hospitality establishment; receive a first incoming telephone call during a period of time when the user is checked in to the hospitality establishment; compare a source caller identification (ID) number of the first incoming telephone call with the source telephone number specified in the custom incoming call rule; when the source caller ID number of the first incoming telephone call matches the source telephone number specified in the custom incoming call rule, forward the first incoming telephone call to the custom destination at the hospitality establishment different than the default destination based at least in part on the stored custom incoming call rule; receive a second incoming telephone call during a period of time when the user is not checked in to the hospitality establishment, the second incoming telephone call also having a source caller ID number matching the source telephone number specified in the custom incoming call rule; and forward the second incoming telephone call to the default destination according to the default incoming call rule because the custom incoming call rule is not active when the user is not checked in to the hospitality establishment.
2414 | Methods and apparatuses for echo cancellation with beamforming microphone arrays | This disclosure describes a method to manufacture a conferencing apparatus for echo cancelation with beamforming microphone arrays. This method provides a beamforming microphone array for developing a plurality of microphone signals, where each microphone of the beamforming microphone array is configured to sense acoustic waves from a direction vector substantially different from other microphones in the beamforming microphone array. Additionally provided is a memory configured for storing computing instructions. Operably coupled is a processor that executes computing instructions to: perform a beamforming operation to combine the plurality of microphone signals to a plurality of combined signals that includes a number of signals between one and a number of signals in the plurality of microphone signals, each of the plurality of combined signals corresponding to a different fixed beam; and perform an acoustic echo cancelation operation on the plurality of combined signals to generate a plurality of combined echo-canceled signals. | 1. A method to manufacture a conferencing apparatus, comprising: providing a plurality of microphones oriented to cover a plurality of direction vectors to develop a corresponding plurality of microphone signals; and operably coupling a processor to the plurality of microphones, said processor is configured to execute the computing instructions to: perform a beamforming operation to combine the plurality of microphone signals into a plurality of combined signals that is greater in number than one and less in number than the plurality of microphone signals, each of the plurality of combined signals corresponding to a different configurable fixed beam with a pre-computed parameters; perform an acoustic echo cancellation operation on the plurality of combined signals to generate a plurality of combined echo cancelled signals; and select one or more of the plurality of combined echo cancelled signals for transmission; and perform a direction-of-arrival determination on the plurality of microphone signals and wherein selecting one or more of the plurality of combined echo cancelled signals is performed responsive to the direction-of-arrival determination.
2415 | Textile-based printable electrodes for electrochemical sensing | Techniques and systems are disclosed for implementing textile-based screen-printed amperometric or potentiometric sensors. The chemical sensor can include carbon based electrodes to detect at least one of NADH, hydrogen peroxide, potassium ferrocyanide, TNT or DNT, in liquid or vapor phase. In one application, underwater presence of chemicals such as heavy metals and explosives is detected using the textile-based sensors. | 1. An item of textile or clothing, comprising a chemical sensor incorporated into textile or clothing, the chemical sensor comprising at least one of an amperometric sensor or a potentiometric sensor; the chemical sensor being positioned on a portion of the item of textile or clothing that comes in direct body contact; at least one carbon based electrode to detect at least one of physiologically-relevant analyte and nitro- or nitrate-based explosive, in liquid or vapor phase; and flexible electronic equipment, integrated on a surface of the textile or clothing, to communicate results of sensing by the chemical sensor.
2416 | Image capture and identification system and process | A digital image of the object is captured and the object is recognized from plurality of objects in a database. An information address corresponding to the object is then used to access information and initiate communication pertinent to the object. | 1. A method of enabling interaction with a game, comprising: obtaining, by a mobile device, a digital representation of a gaming environment, the digital representation comprising image data and location data; recognizing, by at least one of a server and the mobile device, at least one object from the digital representation as a target object considered to be part of a game based at least in part on the digital representation; identifying, by at least one of a server and the mobile device, content information associated with the target object based on a location of the target object; accessing, by at least one of the server and the mobile device, the content information via an information address associated with the target object; and incorporating, by the mobile device, the content information into the game.
2417 | Image capture and identification system and process | A digital image of the object is captured and the object is recognized from plurality of objects in a database. An information address corresponding to the object is then used to access information and initiate communication pertinent to the object. | 1. A method of presenting interactive content, comprising: obtaining, by a mobile device, a digital representation of an environment, the digital representation comprising image data and at least one of location data, position data and orientation data associated with the mobile device; recognizing, by at least one of a server and the mobile device, at least one object from the digital representation as a target object considered to be part of a game based at least in part on the digital representation; identifying, by at least one of a server and the mobile device, content information associated with the target object based on a location of the target object; accessing, by at least one of the server and the mobile device, the content information via an information address associated with the target object; and executing, by the mobile device, an interactive application that incorporates the content information based on the position and orientation of the target object relative to the mobile device.
2418 | Image capture and identification system and process | A digital image of the object is captured and the object is recognized from plurality of objects in a database. An information address corresponding to the object is then used to access information and initiate communication pertinent to the object. | 1. A method of interactive content management, comprising: obtaining, by a first mobile device, a digital representation of an environment, the digital representation comprising image data and location data associated with the first mobile device; recognizing, by at least one of a server and the first mobile device, an object from the digital representation as a target object considered to be part of a game based at least in part on the digital representation; identifying, by at least one of a server and the first mobile device, content information associated with the target object based on a location of the target object; accessing, by at least one of the server and the first mobile device, the content information via an information address associated with the target object; and visually presenting, by the first mobile device, the content information within the game based on the location data associated with the first mobile device and a position of the target object relative to the first mobile device.
2419 | Image capture and identification system and process | A digital image of the object is captured and the object is recognized from plurality of objects in a database. An information address corresponding to the object is then used to access information and initiate communication pertinent to the object. | 1. A method of enabling object recognition for a game, comprising: storing, in a database, at least one digital representation of an object, the at least one digital representation including, location information of the object, image data associated with a location of the object indicated by the location information, and being of a modality corresponding to a mobile device sensor of at least one mobile device; indexing, by at least one of a server and the at least one mobile device, the object in the database based on the at least one digital representation of the object, such that the object can be identified as a target of interest from a digital representation of the environment that includes location information of the at least one mobile device, received from the mobile device sensor; associating, by at least one of the server and the at least one mobile device, the object with content information associated with a game via an information address, such that the at least one mobile device can access the content information based on the identified object as the target of interest; and enabling the at least one mobile device to incorporate the content information into the game.
2420 | Cochlear implant and an operating method thereof | A cochlear implant is disclosed in an embodiment. The implant includes a signal level detector configured to determine a total signal level of an incoming acoustic signal and a processing unit configured to determine, in accordance with the determined total signal level, an intermediate knee point for each of a plurality of frequency bands. The implant includes a bandpass filters configured to generate a plurality of band limited audio signals in dependence upon the incoming acoustic signal, each band limited acoustic signal representing an associated audio frequency range relating to at least one electrode of a plurality of an implanted electrode array of the cochlear implant. The implant includes a pulse controller configured to deliver electrical stimulation signals to the plurality of electrodes of the implanted electrode array based on the generated signals and the determined intermediate knee point corresponding to the frequency range. | 1. A cochlear implant comprising a signal level detector configured to determine a total signal level of an incoming acoustic signal; a processing unit configured to determine, in accordance with the determined total signal level, an intermediate knee point in a mapping function for one or more frequency bands, wherein the mapping function outputs a charge amount corresponding to a signal level inputted to the mapping function; a bandpass filters configured to generate a plurality of band limited audio signals in dependence upon the incoming acoustic signal, each band limited audio signal representing an associated audio frequency range relating to at least one electrode of a plurality of an implantable electrode array of the cochlear implant; and a pulse controller configured to directly map one or more generated band limited audio signals into a stream of target charge amounts by inputting the signal levels of each of the one or more generated band limited audio signals to the mapping function including the intermediate knee point determined for the corresponding frequency range, and obtaining the corresponding charge amounts outputted by the mapping function as the target charge amounts, and deliver electrical stimulation signals to the plurality of electrodes of the implantable electrode array by generating electric charge pulses corresponding to the stream of target charge amounts which are outputted by the mapping function in response to the inputted signal levels of the one or more generated band limited audio signals that are directly mapped, wherein the intermediate knee point defines within the mapping function a loudness growth function comprising a first loudness growth function comprising a first incremental gain below the intermediate knee point and a second loudness growth function comprising a second incremental gain above the intermediate knee point, the first incremental gain being higher than the second incremental gain, and wherein the mapping function maps the one or more generated band limited audio signals in units of decibels of sound pressure level (dB SPL) into the stream of target charge amounts defined as a percentage of a maximum comfort charge.
2421 | Systems, apparatus and methods facilitating communication between an implantable device and an external device | Techniques for facilitating communication between an implantable device and an external device are provided. In one example, an implantable device includes a data packet component and a communication component. The data packet component can insert information associated with the implantable device in a defined service field of an advertising data packet. The defined service field can be selected from one or more service fields of the advertising data packet based on the information associated with the implantable device. The communication component can transmit the advertising data packet. The external device can include a scanning component that can scan one or more service fields of the advertising data packet via an advertising communication channel, and a communication component that can establish a communication link with the implantable device in response to a determination that a criterion associated with a service field is satisfied. | 1. An implantable device, comprising: a memory that stores executable components; and a processor that executes the executable components stored in the memory, wherein the executable components comprise: a data packet component configured to insert information associated with the implantable device in a defined service field of an advertising data packet, wherein the defined service field is selected from one or more service fields of the advertising data packet based on the information associated with the implantable device; and a communication component configured to transmit the advertising data packet.
2422 | System for haptically representing sensor input | A haptic representation system is provided that generates a haptic effect in response to sensor input. The sensor input is mapped to a haptic signal. The haptic signal is sent to an actuator configured to receive the haptic signal. The actuator utilizes the haptic signal to generate the haptic effect. | 1. A method of generating a haptic effect on a mobile device, the method comprising: receiving sensor input from a sensor, wherein the sensor input comprises a location signal transmitted by a global positioning system; mapping the received sensor input to a haptic signal; and sending the haptic signal to a haptic output device coupled to the mobile device to generate the haptic effect, wherein the haptic effect comprises at least one of a force haptic effect, a deformation haptic effect or a mechanical impedance haptic effect; wherein the haptic signal is continuously modulated as the sensor input is received.
2423 | NFC/RF mechanism with multiple valid states for detecting an open container, and methods of making and using the same | A wireless (e.g., near field or RF) communication device, and methods of manufacturing and using the same are disclosed. The wireless communication device includes a receiver and/or transmitter, a substrate with an antenna thereon, an integrated circuit, and one or more protection lines. The antenna receives and/or transmits or broadcasts a wireless signal. The integrated circuit processes the wireless signal and/or information therefrom, and/or generates the wireless signal and/or information therefor. The integrated circuit has a first set of terminals electrically connected to the antenna. The protection line(s) are on a common or different substrate as the antenna. The protection line(s) sense or determine a continuity state of a package or container on which the communication device is placed or to which the communication device is fixed or adhered, and are electrically connected to a second set of terminals of the integrated circuit different from the first set of terminals. | 1. A wireless communication device, comprising: a) a receiver and a transmitter; b) a substrate with an antenna thereon, the antenna receiving a first wireless signal and transmitting or broadcasting a second wireless signal; c) an integrated circuit comprising (i) a continuity sensor and (ii) a memory and having a first set of terminals electrically connected to the antenna, the integrated circuit configured to (i) process the first wireless signal and/or information therefrom, and (ii) generate the second wireless signal and/or information therefor; and d) one or more protection lines on a common or different substrate, the protection line(s) being (i) configured to sense or determine a continuity state of a package or container on which the communication device is placed or to which the communication device is fixed or adhered, and (ii) electrically connected to the continuity sensor through a second set of terminals of the integrated circuit different from the first set of terminals, wherein the memory includes a first plurality of bits storing a value corresponding to the continuity state of the container or package, breaking at least one of the one or more protection lines causes the first plurality of the bits of data to change, and the second wireless signal communicates the value corresponding to the continuity state of the container or package.
2424 | Dispatch of automated external defibrillators | Technologies are generally described for an automated external defibrillator (AED) dispatch system. In various examples, the AED dispatch system may include a receiver, a vehicle determination unit, and a transmitter. The receiver may be configured to receive, from a first device, a request message that includes first location information that indicates a location of the first device, and also receive, from one or more of second devices, one or more report messages, each of which includes second location information that indicates a location of the corresponding one of the second devices. The vehicle determination unit may be configured to select a vehicle to be dispatched based at least in part on the first location information and the respective second location information. The transmitter may be configured to transmit an instruction message to the second device associated with the selected vehicle to be dispatched. | 1. An automated external defibrillator (AED) dispatch system, comprising: a receiver configured to: receive a request message from a first device, wherein the request message includes first location information that indicates a location of the first device; and receive one or more report messages from one or more second devices, wherein each of the one or more report messages includes second location information that indicates a location of one of the one or more second devices, wherein each of the one or more second devices is associated with a candidate vehicle from a plurality of candidate vehicles, and wherein each of the plurality of candidate vehicles has an AED; a vehicle determination unit, comprising: a memory implemented in an integrated circuit; and a processor implemented in an integrated circuit, the processor coupled to the memory, the processor configured to execute an application, which through an AED dispatch algorithm performs: select two or more candidate vehicles from the plurality of candidate vehicles to be dispatched based on: the first location information and the second location information, a subscription level of a patient, the patient associated with the first device, wherein the subscription level identifies a defibrillator dispatch service provided by the AED dispatch system, wherein the subscription level is associated with provision of the AED dispatch system at specific locations, wherein the provision of the AED dispatch system comprises provision of access to one or more users associated with the AED dispatch system, the access being provided based on one or more of an identity card, a magnetic access card, and a transponder, and direction information associated with the plurality of candidate vehicles extracted from the received one or more report messages, wherein the direction information comprises whether the candidate vehicle is moving towards or moving away from the first device; and a transmitter configured to: transmit an instruction message to two or more second devices associated with the selected two or more candidate vehicles to be dispatched, wherein the instruction message includes the first location information and instructions to dispatch the selected two or more candidate vehicles by the two or more second devices.
2425 | Adaptive interface for continuous monitoring devices | Systems and methods that continuously adapt aspects of a continuous monitoring device based on collected information to provide an individually tailored configuration are described. The adaptations may include adapting the user interface, the alerting, the motivational messages, the training, and the like. Such adaptation can allow a patient to more readily identify and understand the information provided by/via the device. | 1. A method for adaptive configuration of an analyte monitoring device, the method comprising: measuring a glucose concentration in a host via a glucose sensor at least partially inserted in the host the glucose sensor configured to provide continuous sensor data associated with the glucose concentration in the host; transmitting a first report of first physiological information of a host based on the continuous sensor data using a first reporting format, wherein the first reporting format comprises a first reporting format characteristic; determining at least one of behavioral and contextual information comprising at least one of behavioral and contextual characteristic of the host, wherein the at least one of behavioral and contextual characteristic is associated with a physiological condition of the host, wherein the at least one of behavioral and contextual characteristic includes calibration frequency: comparing the at least one of behavioral and contextual characteristic with one or more behavioral or contextual criteria; adjusting the reporting format based at least in part on said comparing, wherein the reporting format comprises a second reporting format characteristic that is different from the first reporting format characteristic, wherein the second reporting format characteristic includes a dynamic display of calibration frequency; and transmitting a second report of second physiological information using the second reporting format.
2426 | Apparatus for upper body movement | There is provided an apparatus for upper body movement. The apparatus comprises a H-shaped cable-driven mechanism; two motors for driving the H-shaped cable-driven mechanism; and a manipulandum coupled to the H-shaped cable-driven mechanism for independent movement along x and y axes. | 1. A rehabilitation human-machine interaction apparatus for upper body movement, the apparatus comprising: a H-shaped cable-driven mechanism comprising only one cable; two motors for driving the H-shaped cable-driven mechanism, a driving pulley coupled to each motor; a plurality of guides arranged along the x and y axes; and a manipulandum coupled to the H-shaped cable-driven mechanism for independent movement along x and y axes, wherein the manipulandum includes: a horizontal carriage; a solid base mounted to the horizontal carriage; a six degree of freedom force/torque sensor mounted to the solid base; a plurality of idler pulleys; and a plurality of vertical carriages; characterized in that four force channels are available, horizontal and vertical channels being passively obtained by providing mechanical stops on the vertical and horizontal carriages respectively to mechanically block the vertical and horizontal carriages respectively, and 45° channels being passively obtained by providing mechanical stops on one of the driving pulleys to block the driving pulley.
2427 | Laser apparatus | A laser apparatus may include a beam splitter configured to split a pulse laser beam into a first beam path and a second beam path, an optical sensor provided in the first beam path, an amplifier including an amplification region provided in the second beam path and being configured to amplify and emit the pulse laser beam incident thereon along the second beam path, a wavefront controller provided in the second beam path between the beam splitter and the amplifier, and a processor configured to receive an output signal from the optical sensor and transmit a control signal to the wavefront controller. | 1. A laser apparatus, comprising: a beam splitter configured to split a pulse laser beam into a first beam path and a second beam path; an optical sensor provided in the first beam path; an amplifier including an amplification region provided in the second beam path and being configured to amplify and emit the pulse laser beam incident thereon along the second beam path; a wavefront controller provided in the second beam path between the beam splitter and the amplifier; and a processor configured to receive an output signal from the optical sensor and transmit a control signal to the wavefront controller, wherein the processor transmits the control signal to the wavefront controller to reduce a maximum value of a beam diameter of the pulse laser beam between first and second positions positioned in the second optical path, the amplification region being interposed between the first and second positions.
2428 | Electronic device capable of adjusting an equalizer according to physiological condition of hearing and adjustment method thereof | Disclosed is an electronic device comprising an equalizer and an equalizer adjustment system. The equalizer adjustment system for adjusting the settings of the equalizer comprises a testing module, a parameter calculation module and a parameter setting module. The testing module is used to provide a hearing test procedure for assessing a user's physiological condition of hearing so that after the user completes the hearing test procedure, the parameter calculation module and the parameter setting module can adjust the settings of the equalizer according to the user's physiological condition of hearing. | 1. An electronic device, comprising: an equalizer; and an equalizer adjustment system, which is used for adjusting the settings of the equalizer, the equalizer adjustment system comprising: a testing module, which is used for providing a hearing test procedure so as to acquire a plurality of minimum gain values at which sounds at different frequencies can be heard by a user after the user finishes the hearing test procedure; a parameter calculation module, which is used for generating a correction processing parameter according to each of the minimum gain values and a reference gain value; and a parameter setting module, which is used for adjusting the settings of gain values of sounds at different frequencies of the equalizer according to the correction processing parameter, wherein the reference gain value is (10×N) dB, (0<N<20), and N is an integer, and wherein when each of the minimum gain values is greater than the reference gain value, the parameter setting module increases by N the gain values of sounds corresponding to each of the frequencies of the equalizer.
2429 | Medical data transport over wireless life critical network employing dynamic communication link mapping | A portable source medical device determines communication links of a network presently available to effect communications with a target component when the source medical device is at each of a multiplicity of geographical locations. A profile is generated comprising information about each available communication link and attributes associated with each available communication link for each geographical location. When the source medical device is at a particular geographical location, a profile associated with the particular geographical location is accessed and a network connection is established between the source medical device and the target component using a communication link associated with the particular profile. Medical information is transferred between the source medical device and the target component via the communication link associated with the particular profile. | 1. A method of transporting medical information across a network configured to service a plurality of geographical locations, comprising: querying the network by a processor of a portable source medical device movable relative to the plurality of geographical locations; determining, by the processor, communication links of the network presently available to effect communications between the source medical device and a target component when the source medical device is at each of the geographical locations; generating, by the processor, each of a plurality of profiles, wherein each profile comprises information about each of the available communication links and attributes associated with each of the available communication links for each of the geographical locations; prioritizing, by the processor, the communication links; storing all of the plurality of profiles in the source medical device; accessing, by the processor, when the source medical device is at a particular geographical location of the plurality of geographical locations, a particular profile from the plurality of profiles stored in the source medical device that is associated with the particular geographical location; selecting, by the processor, a communication link associated with the particular profile based on the prioritization of the communication links; establishing a network connection between the source medical device and the target component using the selected communication link associated with the particular profile; receiving medical information, by the processor, from one or more medical devices; and transferring medical information between the source medical device and the target component via the selected communication link associated with the particular profile.
2430 | Communication system for pairing user devices with medical devices | A user device and a breath analysis device (or other types of portable devices) use a pairing and communication protocol that address user convenience and connectivity issues. For example, a breath analysis device is associated with a unique identifier and the unique identifier is associated with an account corresponding to the user. Likewise, a user device is associated with a user device identifier and the user device identifier is associated with the account corresponding to the user. The breath analysis device and the user device can use at least one of the identifiers to determine whether the user device is authorized to pair with the breath analysis device, and vice-versa. If authorized, the breath analysis device and user device can pair with one another. Once paired, the user device may wirelessly communicate with the breath analysis device for various purposes, such as to retrieve and display breath analysis test results. | 1. A breath analysis system, comprising: a first portable breath analysis device that includes a wireless transceiver, the first portable breath analysis device having a first unique identifier; a mobile application configured to run on a mobile device of a user and to communicate wirelessly with the first portable breath analysis device; and a server system that stores data that associates the first unique identifier of the first portable breath analysis system with authentication information of the user, wherein the mobile application comprises executable program code that, when executed, causes the mobile device to at least: obtain a second unique identifier from the server system; scan for portable breath analysis devices; obtain, in response to the scanning, a peripheral identification from the first portable breath analysis device; determine whether the first portable breath analysis device was recognized at a previous time using the received peripheral identification; in response to a determination that the first portable breath analysis device was not recognized at the previous time, obtain the first unique identifier from the first portable breath analysis device, compare the first unique identifier with the second unique identifier, and pair with the first portable breath analysis device in response to a determination that the first unique identifier and the second unique identifier match.
2431 | Waterproof structure for implanted electronic device | A waterproof structure for an implanted electronic device is capable of preventing the liquid or moist from entering and damaging the circuit board of the electronic device. The waterproof structure includes a shell, a first material layer, a second material layer, and a third material layer. The first material layer covers at least a part of the implanted electronic device. The second material layer covers the first material layer. The internal space of the shell is configured for accommodating the implanted electronic device. The shell is made of PEEK (polyether ether ketone). The third material layer is disposed between the second material layer and the shell. | 1. A waterproof structure applied to a circuit board of an implanted electronic device, comprising: a first material layer covering at least a part of the circuit board; a second material layer covering the first material layer; a shell having an internal space for accommodating the circuit board, wherein the shell is made of PEEK (polyether ether ketone); and a third material layer disposed between the second material layer and the shell, wherein the first material layer and the third material layer are made of epoxy or silicone.
2432 | Electronic cigarette case and information acquisition method | An electronic cigarette case and an information acquisition method are provided. The electronic cigarette case includes: a case body; a microcontroller arranged inside said case body; a trigger module, used for generating a trigger signal, being arranged on said case body; said trigger module being connected to said microcontroller; said microcontroller being used for acquiring, according to said trigger signal, a user smoking signal from the electronic cigarette; a GPS transmission module connected to said microcontroller and used for transmitting said user smoking information to a preset database. | 1. An electronic cigarette case, comprising: a case body; a microcontroller arranged inside the case body; a trigger module arranged on the case body and configured to generate a trigger signal, wherein the trigger module is connected to the microcontroller, and the microcontroller is configured to acquire user smoking information from an electronic cigarette in response to the trigger signal; a Global Positioning System (GPS) transmitting module connected to the microcontroller, wherein the GPS transmitting module is configured to transmit the user smoking information to a preset database; and a cigarette case battery arranged inside and connected to the microcontroller, and the cigarette case battery comprising an electronic cigarette battery charging interface arranged to charge a battery of the electronic cigarette; wherein the trigger module is configured to generate the trigger signal when the electronic cigarette battery charging interface of the electronic cigarette case is electrically connected to the battery of the electronic cigarette.
2433 | Remote monitoring of analyte measurements | Methods and apparatus, including computer program products, are provided for remote monitoring. In some example implementations, there is provided a method. The method may include receiving, at a remote monitor, a notification message representative of an event detected, by a server, from analyte sensor data obtained from a receiver monitoring an analyte state of a host; presenting, at the remote monitor, the notification message to activate the remote monitor, wherein the remote monitor is configured by the server to receive the notification message to augment the receiver monitoring of the analyte state of the host; accessing, by the remote monitor, the server, in response to the presenting of the notification message; and receiving, in response to the accessing, information including at least the analyte sensor data. Related systems, methods, and articles of manufacture are also disclosed. | 1. A method for remote monitoring of a patient'ss analyte concentration state, the method comprising: receiving from a user device, at a secure server system, a primary remote monitor device identifier and a secondary remote monitor device identifier, the primary remote monitor device identifier identifying a primary remote monitor device to receive a first data set from a continuous analyte sensor device, the secondary remote monitor device identifier identifying a secondary remote monitor device to receive a second data set from the continuous analyte sensor device, the first and second data sets including at least some analyte data generated by the continuous analyte sensor device, the user device being local to the continuous analyte sensor device; receiving, from the user device, at the secure server system, a first set of notification rules associated with the primary remote monitor device and a second set of notification rules associated with the secondary remote monitor device, the first set of notification rules indicating that the secure server system is to provide an alert to the primary remote monitor device when the at least some analyte data exceeds a first threshold, the second set of notification rules indicating that the secure server system is to provide the alert to the secondary remote monitor device if the primary remote monitor device does not respond within a predetermined period of time after previously providing the alert; storing, at the secure server system, the at least some analyte data associated with an analyte concentration state of the patient; authorizing, at the secure server system, the primary remote monitor device and the secondary remote monitor device, the primary monitor device being authorized to have access to the first data set to remotely monitor the analyte concentration state of the patient, the secondary remote monitor device being authorized to have access to the second data set to remotely monitor the analyte concentration state of the patient; and associating, at the secure server system, the first set of notification rules with the first remote monitor device based in part on the primary remote monitor device identifier received from the user device and associating the second set of notification rules with the second remote monitor device based in part on the secondary remote monitor device identifier received from the user device.
2434 | Emergency call apparatus, emergency call system and backup method thereof | An emergency call apparatus, an emergency call system and a backup method thereof are provided. The emergency call system includes a bedside station, a managing server and at least one target device. In the method, the bedside station detects a triggering signal of an emergency call and then detects a network connection with the managing server. In response to detecting the network connection is connected, the bedside station transmits a request of the emergency call to the managing server and establishes an emergency call connection with the at least one target device according to connection information of the at least one target device stored in the managing server. In response to detecting the network connection is disconnected, the bedside station establishes the emergency call connection with the target device according to a backup of the connection information of the target device stored in the bedside station. | 1. An emergency call system, comprising: at least one target device, respectively configured to present an emergency call; a bedside station, disposed on a panel of a gas supply system, and configured to be powered by one of a network cable and a power source of the gas supply system and establish an emergency call connection for presenting the emergency call with the at least one target device, wherein the gas supply system is mounted on a wall alongside a hospital bed for supplying medical gases; and a managing server, configured to store connection information of the at least one target device, wherein the bedside station is configured to backup the connection information of the at least one target device stored in the managing server.
2435 | Method of processing information, and information processing apparatus | A method of processing information includes: identifying a time span in a period of viewing a content based on detection results of the behavioral viewing states of the user viewing the content, the time span being a period, during which a behavioral viewing state of the user is not determined to be a positive state or a negative state; extracting a time period during which an index indicating one of the positive state and the negative state of the user has an unordinary value with respect to values of the other time periods in the time span; and estimating a time period, during which the user has quite possible been in at least one of the positive state and the negative state, based on the time period extracted by the extracting. | 1. A method of processing information, the method comprising: by at least one hardware processor that executes instructions stored in a memory to cause, obtaining stored information indicating correspondences of content time frames indicating time spans for a content viewed by a user and an attention status of the user to the viewed content in a content time frame among the content time frames, the attention status of the user determined from among attention statuses of positive, negative or neutral based on detection results of behavioral states of the user viewing the content in the time spans corresponding to the content time frames; extracting, from among the content time frames in the stored information indicating the correspondences, a plurality of adjacent content time frames corresponding to a plurality of neutral attention states between content time frames corresponding to other than neutral attention states of the user; determining, from among the extracted adjacent content time frames corresponding to the neutral attention states, at least one unordinary attention state transition value indicating at least one unordinary attention state of the user according to a degree of change in an attention state transition value with respect to other attention state transition values of other content time frames in the extracted adjacent content time frames; and in response to the determining of the at least one unordinary attention state of the user, estimating, according to the content time frames in the stored information indicating the correspondences, a content time span of at least one content time frame during the extracted adjacent content time frames which the user has the at least one unordinary attention state, wherein viewed content of the estimated content time frame is used for generation of related content to the viewed content.
2436 | Phenotypic integrated social search database and method | A method for generating correlations between human biological phenotype and human behavioral and/or emotional phenotype, and optionally to temporal location, comprising the steps of correlating data on biological phenotype with survey-based data on behavioral and/or emotional phenotype. The data on biological phenotype is collected from a sample from an individual, and the survey-based data can be collected from answers to behavioral and emotional questions from the individual or from observations of the individual by a third party. Correlations can further be used to predict behavior, including preferences, wellness needs and desires, and/or emotions. Feedback, advice and guidance can be provided to individuals based on such correlations. Such correlations are further useful for product and service providers and industries for purposes of standardizing or rating product quality and efficacy, and/or for promotion and selling purposes. A database comprising the data on biological phenotype and survey-based data is also provided. | 1. A database comprising information identifying a plurality of human subjects, data on biological phenotype of the plurality of subjects, survey-based data on behavioral and/or emotional phenotype of the plurality of subjects, and correlations between the data on biological phenotype from the plurality of subjects and the survey-based data on behavioral and/or emotional phenotype from the plurality of subjects, wherein the data on biological phenotype is collected from a plurality of samples from the plurality of subjects, the survey-based data is collected from answers to social behavioral and emotional questions from the plurality of subjects or from observations of the plurality of subjects by a third party, and the sample and the survey-based data are collected simultaneously so that a temporal biologic condition or state is correlated with behavior and/or emotion, wherein the database is configured to evolve when additional sample and survey-based data is added to the sample and survey-based data from the plurality of subjects by correlating the updated sample and survey-based data wherein the correlations are configured for use to provide feedback or guidance to the subject, to provide information to a product provider or a service provider for use in marketing and/or selling of products and/or services, to provide a product provider or service provider with information useful in grading or rating products or services, or to provide a product provider or service provider with information useful to design new and/or better products or services.
2437 | Personality assessment and treatment determination system | The personality assessment and treatment determination system includes a facial recognition device for imaging a patient's face and receiving demographic and personality information from the patient, and a micro-lab device positioned in communication with the facial recognition device. The micro-lab device includes a body having at least one slot configured for receiving a slide holding the patient's bodily fluid, a scanner for analyzing the patient's bodily fluid, and a selector switch for selecting the bodily fluid to be analyzed. The information from the facial recognition device, each of the plurality of questionnaires, and from the micro-lab device is combined to determine the patient's psychological disorder and a treatment for the patient's psychological disorder. | 1. A personality assessment and treatment determination system for a patient, comprising: a facial recognition device configured for imaging the patient'ss face and for identifying facial patterns related to predetermined distinct psychological disorders, wherein the facial recognition device displays questions to the patient related to psychological state assessments of the patient selected from the predetermined distinct psychological disorders consisting of anxiety, depression, frustration, shyness, and combinations thereof, further wherein the facial recognition device displays demographic questions to the patient; a micro-lab device in communication with the facial recognition device, the micro-lab device including a body having three slots, each of the three of slots being adapted for receiving a slide containing a distinct biological sample from the patient, wherein the distinct biological samples from the patient consist of blood, urine, and saliva on a respective slide, and a scanner configured for scanning each of the samples and provide results of the patient'ss body chemistry including the levels of Acetylcholine, Acetylcholinesterase, Serotonin, Adrenaline, pH, and Glucose, wherein the micro-lab device includes a selector switch configured for selecting the slide to be analyzed; and means for determining at least one psychological disorder associated with the patient and a treatment plan for the at least one psychological disorder based on a combination of the image data of the patient'ss face generated by the facial recognition device, the answers to the psychological and demographic questions, and the results associated with the scanned biological samples generated by the micro-lab device, wherein the treatment plan includes selection of treatment criteria selected from the group consisting of nutrition, feelings, diet, activities, religion, music, energy, color, culture, and combinations thereof.
2438 | Wireless power system | A wireless power system capable of transmitting power through the skin over distances ranging from a few inches to several feet includes an external transmitting coil assembly and a receiving coil assembly. A transmitting resonant coil and a receiving resonant coil are constructed as to have closely matched or identical resonant frequencies so that the magnetic field produced by the transmitting resonant coil is able to cause the receiving resonant coil to resonate strongly also, even when the distance between the two resonant coils greatly exceeds the largest dimension of either coil. The receiving resonant coil then creates its own local time varying magnetic field, which inductively produces a voltage to provide power to an active implantable medical device or implantable rechargeable battery. | 1. An apparatus for use in wireless energy transfer, the apparatus comprising: a transmitting resonant coil providing a first conductor; and a receiving resonant coil, sized to be implantable in a human body, and providing a second conductor; wherein a first capacitor is electrically connected to the first conductor and a second capacitor is electrically connected to the second conductor; and wherein the first conductor and/or second conductor has a thickness T, smaller than a width W of the first conductor and/or second conductor, such that every point within the first conductor and/or second conductor resides within a skin depth at a resonant frequency of the transmitting resonant coil and/or receiving resonant coil, wherein the skin depth is defined by where δ is the skin depth, ρ is a resistivity of the first conductor and/or second conductor, f is the resonant frequency, and μ is an absolute magnetic permeability of the first conductor and/or second conductor; wherein the thickness T is less than 0.02 inches and the width W is 0.5 inch or less; and wherein the transmitting and/or receiving resonant coil has a diameter of 3 inches or less.
2439 | Apparatus, system and method for fluid delivery | A fill adapter system for an infusion pump assembly. The system includes a reusable fill adapter base, the base including a volume control mechanism to adjust an available fill volume of a reservoir of the infusion pump assembly and a pump mechanism configured to pump air into a fluid vial. The system also includes a vial adapter assembly including a first needle configured to penetrate a septum of the fluid vial for fluidly coupling the pump mechanism to the fluid vial and a second needle having a first end configured to penetrate the septum of the fluid vial and a second end configured to penetrate a septum of the reservoir of the infusion pump assembly to allow transfer of fluid from the fluid vial to the reservoir of the infusion pump assembly in response to air being pumped into the fluid vial and a needle carriage adapted to carry the first needle and the second needle, wherein the needle carriage slidably attached to the interior of the vial adapter assembly, wherein the needle carriage adapted to slide from a vial end of the vial adapter to a receptacle end of the vial adapter. | 1. A fill adapter system for an infusion pump assembly comprising: a disposable housing assembly comprising: a reservoir, the reservoir comprising an at least partially collapsible membrane assembly and a septum; a reusable fill adapter base configured to releasably engage a reservoir assembly of the infusion pump assembly, the base comprising: a volume control mechanism comprising a turn dial to adjust an available fill volume of the reservoir of the infusion pump assembly; and a pump mechanism configured to pump air into a fluid vial; and a vial adapter assembly comprising: at least two vial fingers having a spring force and a bent portion configured to maintain the position of the fluid vial wherein the fluid vial overcomes the spring force, wherein when the vial adapter assembly is attached to the fluid vial, a predetermined length of separation distance is maintained between the bent portion and a top portion of the fluid vial comprising a septum; a first needle configured to penetrate the septum of the fluid vial for fluidly coupling the pump mechanism to the fluid vial; a second needle having a first end configured to penetrate the septum of the fluid vial and a second end configured to penetrate the septum of the reservoir of the infusion pump assembly to allow transfer of fluid from the fluid vial to the reservoir of the infusion pump assembly in response to air being pumped into the fluid vial; and a needle carriage adapted to carry the first needle and the second needle, wherein the needle carriage slidably attached to the interior of the vial adapter assembly, wherein the needle carriage adapted to slide from a vial end of the vial adapter to a receptacle end of the vial adapter, wherein when the fluid vial is removed from the vial adapter assembly, the fluid vial first moves the predetermined distance and the bent portion catches the top portion of the fluid vial, and wherein a tip of a needle is removed from the fluid in the fluid vial and is located inside the septum, whereby the fluid in the fluid vial will not continue to flow when the vial adapter assembly is being removed from the fluid vial.
2440 | Charging system incorporating bi-directional communication with implanted device | A system for transferring power to, and communicating with, at least one body-implantable active device includes an external power transfer system associated with an external device disposed outside of a body, operable to transfer power through a dermis layer to each body-implantable active device, and communicate data to and from each body-implantable active device, and also includes a power receiving system associated with each body-implantable active device, operable to receive power transferred from the external power transfer system, and communicate data to and from the external power transfer system. The body-implantable active device may include an implantable neurostimulation system. | 1. A system for transferring power and communicating data between an external power transfer system (EPTS) and at least one body-implantable active device (BIAD) through a dermis layer, said system comprising: an EPTS for being disposed external to a dermis layer of a body; and a BIAD for being disposed beneath the dermis layer of the body; the EPTS including: a transmit coil; a transmit coil driver circuit operable to drive the transmit coil with a resonant current at a resonant frequency, and further operable to modulate the resonant current responsive to a forward telemetry transmit data signal; and a back telemetry receive circuit coupled to the transmit coil, operable to generate on an output thereof, responsive to variations in transmit coil peak resonant current, a serial back telemetry receive data signal; the BIAD including: a receive coil tuned to the resonant frequency of the transmit coil and operable to inductively receive power therefrom when in proximity thereto; a power receiving circuit coupled to the receive coil and operable to deliver the received power to a power delivery circuit within the BIAD, and further operable, responsive to a serial back telemetry transmit data signal, to de-tune the receive coil and inhibit power transfer from the transmit coil to the receive coil and thereby decrease transmit coil loading and effect a corresponding change in the transmit coil peak resonant current; and a forward telemetry receive circuit coupled to the receive coil, operable to provide on an output thereof, responsive to variations in received power resulting from the modulated transmit coil resonant current, a forward telemetry receive data signal; wherein the power receiving circuit is further operable to de-tune the receive coil for a period of time much longer than a bit interval of the serial back telemetry transmit data signal when power transfer to the BIAD is not desired, and during such time, in order to transmit the serial back telemetry transmit data signal, operable to control receive coil tuning and de-tuning responsive to the serial back telemetry transmit data signal, then return the receive coil to a de-tuned state.
2441 | Method and apparatus for generating mood-based haptic feedback | A method and apparatus for generating mood-based haptic feedback are disclosed. A haptic system includes a sensing device, a digital processing unit, and a haptic generator. The sensing device, in one embodiment, is configured to detect user's modalities in accordance with mood information collected by one or more sensors and capable of issuing a sensing signal in response to the user's modalities. The digital processing unit is capable of identifying a user's condition in accordance with the sensing signal and providing a haptic signal in response to the user's condition. The user's condition, in one aspect, indicates user's mood and/or user's psychological conditions. The haptic generator generates haptic feedback in accordance with the haptic signal. | 1. A haptic system, comprising: a sensor configured to sense a mood of a user of the haptic system; a haptic generator configured to dynamically generate a haptic signal to emulate the mood sensed by the sensor, the haptic signal comprising an intensity level based on the sensed mood; and a transmitter configured to automatically transmit the haptic signal, upon sensing the mood, to a wearable device configured to worn by the user; wherein the wearable device comprises a haptic output device that generates haptic feedback based on the received haptic signal.
2442 | Devices, methods and systems for assessment and recordation of reactions to stimuli | Provided herein are methods of recording objective responses of a subject to stimuli, and devices and user interfaces (UI) for use therewith. In particular, the present invention provides UIs that allow a user to record objective multivariable responses to stimuli, devices comprising such UIs, and methods of using such UIs and devices to assess the characteristics of a sample or product. | 1. A device for human taste testing comprising: (a) a user interface comprising a touch screen, wherein the touch screen comprises a visible or invisible multidimensional response grid comprising a first dimension indicating a first taste-testing characteristic and a second dimension indicating a second taste-testing characteristic, wherein the response grid is configured to indicate, upon a single touch thereof, a level of the first and the second taste-testing characteristics present in a taste testing sample; (b) a source of human taste testing samples; (c) a processor component; (d) a memory component; and (e) an automated pipette component configured to withdraw a taste testing sample from the source of human taste testing samples and to deliver the taste testing sample to a subject; wherein the processor component is configured to record and to associate the single touch of the response grid with the taste testing sample.
2443 | Physiological indicator monitoring for identifying stress triggers and certain health problems | Disclosed is a portable, wearable device for measuring parameters including blood oxygenation, galvanic skin response, skin temperature, pulse rate, blood pressure, and exertion level, and diagnosing stress and other conditions which cause stress-like physiological responses based on the results of the monitoring and on patient input of feelings and symptoms. Specific queries and advice on stress reduction, related disease management, and stress and disease education is also provided to the patient through the device. | 1. A method of reducing stress in a number of patients by monitoring stress indicators and providing information on stress reduction to patients, and then using lessened stress or improved clinical outcomes from these patients to recruit additional patients and apply the method to them, comprising: providing patients with a device whose components are incorporated in a wrist-band to be worn by the patients, and which includes sensors for measuring the following parameters: skin temperature, galvanic skin response, blood pressure, pulse rate, blood oxygenation, ambient temperature, and exertion level; and wherein the device further includes a microcomputer and software combination embodied in a non-transitory computer readable medium which jointly perform the following steps (i) to (iii): (i) analyzing and recording the parameters and displaying for the patient queries relating to diagnosis of stress or diseases or conditions; (ii) providing advice to the patients on stress-relief, including one or more of: find stressors and avoid them; exercise; relax; and, talk to someone to reduce stress; and (iii) publicizing stress reduction or improved clinical outcomes in order to recruit new patients to use the method, based on a majority of the patients applying the advice in order to reduce stress or improve clinical outcomes.
2444 | Device and method for tapering medications in post-operative patients | A device and method of tapering medication in a post-operative patient is provided. The system includes a stationary base having indicia thereon representative of a defined period of time; a first circular wheel concentrically positioned on the stationary base, the first circular wheel representative of a first medication being taken by a patient; and a pin coupling the substantially circular wheel to said stationary base to permit the wheel to rotate 360 degrees about said base. The method of tapering medication includes gradually increasing the time intervals that medication is administered to a post-operative patient., | 1. A device to assist in the administration of chemical compounds comprising: a base including indicia thereon representative of a defined period of time; a substantially circular wheel concentrically positioned on the base, said circular wheel including indicia representing a starting point for administration of at least one chemical compound and at least a first, second and third interval line thereon, said first interval line spaced apart from said starting point by a distance representing a four hour interval, said second interval line spaced apart from said starting point by a distance representing a five hour interval, and said third interval line spaced apart from said starting point by a distance representing a six hour interval; and a pin coupling said base and said substantially circular wheel to permit said wheel to be rotated by a user 360 degrees about said base, said first, second and third interval lines on said substantially circular wheels configured to assist in the automatic display of a next dose of chemical compounds to be taken by a patient when said starting point is set to a time interval representing a first or last dose taken, wherein said interval lines are configured assist in the reduction of said at least one chemical compound to be taken by the patient by increasing time intervals that said at least one chemical compound is administered to the patient.
2445 | Self-organized acoustic signal cancellation over a network | A system for self-organized acoustic signal cancellation over a network is disclosed. The system may transmit an acoustic sounding signal to an interfering device so that a channel measurement may be performed for a channel between the interfering device and an interferee device. The system may receive the channel measurement for the channel from the interfering device and also receive a digitized version of an audio interference signal associated with the interfering device. Based on the channel measurement and the digital version of the interference signal, the system may calculate a cancellation signal prior to the arrival of the original over-the-air audio interference signal that corresponds to the digital version of audio interference signal. The system may then apply the cancellation signal to an audio signal associated with the interferee device to remove the interference signal from the audio signal. | 1. A system, comprising: a memory that stores instructions; a processor that executes the instructions to perform operations, the operations comprising: receiving, from an interfering device, a channel measurement for a channel between the interfering device and an interferee device, wherein the interfering device is associated with an interference signal; receiving, prior to the interference signal arriving at the interferee device, a digitized version of the interference signal associated with the interfering device; calculating a cancellation signal based on the digitized version of the interference signal and based on the channel measurement for the channel; and applying the cancellation signal to an audio signal associated with the interferee device in order to remove the interference signal from the audio signal.
2446 | Wireless power harvesting and transmission with heterogeneous signals | A wireless power transmission system, according to some implementations, includes: an antenna configured to transmit radio frequency signals for both data transmission and power transmission; and a wireless device coupled with the antenna, the wireless device configured to cause the antenna to transmit the radio frequency signals for the data transmission and the power transmission; wherein the wireless device includes a communication module configured to perform data transmission operations with respect to power transmission operations according to a temporal schedule; and wherein the temporal schedule specifies occurrence of the data transmission operations and the power transmission operations at different intervals. | 1. A wireless power transmission system comprising: an antenna configured to transmit radio frequency signals for both data transmission and power transmission; and a wireless device coupled with the antenna, the wireless device configured to cause the antenna to transmit the radio frequency signals for the data transmission and the power transmission; wherein the wireless device comprises a communication module configured to perform data transmission operations with respect to power transmission operations according to a temporal schedule; wherein the temporal schedule specifies occurrence of the data transmission operations and the power transmission operations at different intervals; and wherein the temporal schedule specifies different durations for the power transmission operations as compared to the data transmission operations.
2447 | Systems and methods for incorporating devices into a medical data network | Various embodiments include methods implemented on a server for determining a network transmission path for medical data. The methods may include receiving a request from a requesting node to transmit medical data to a destination node, determining a list of qualified nodes for use in establishing a network for transmitting the medical data to the destination node, and determining at least one transmission path from the requesting node to the destination node using the list of qualified nodes. The method may further include deputizing each node in the at least one transmission path by sending each node in the at least one transmission path credentials that configure each node in the at least one transmission path to communicate the medical data according to a communications standard, and instructing the requesting node to transmit the medical data through the transmission path. | 1. A method for determining a network transmission path for medical data, comprising: receiving, on a server, a request from a requesting node to transmit medical data to a destination node; determining a list of nodes qualified (&quot;qualified nodes&quot;) for use in establishing a network for transmitting the medical data to the destination node; determining at least one transmission path from the requesting node to the destination node using the list of qualified nodes; deputizing each node in the at least one transmission path by sending to each node in the at least one transmission path credentials that configure each node in the at least one transmission path to communicate the medical data according to a communications standard; instructing the requesting node to transmit the medical data through the at least one transmission path; determining whether a plurality of transmission paths share a common node; determining whether the common node is capable of supporting the plurality of transmission paths in response to determining that the plurality of transmission paths share the common node; and selecting one or more transmission paths in the plurality of transmission paths for the common node to support in response to determining that the common node is not capable of supporting the plurality of transmission paths.
2448 | Method, apparatus and system for using free-electron laser compatible EUV beam for semiconductor wafer metrology | At least one method, apparatus and system for providing capturing synchrotron radiation for a metrology tool, are disclosed. A beam using a first light emitting device is provided. The first light emitting device comprises a first electron path bend. A first synchrotron radiation is provided from the first electron path bend to a first metrology tool configured to perform a metrology inspection using the first synchrotron radiation. | 1. A method, comprising: providing a beam using a first free electron laser (FEL) device comprising a first electron path bend; and providing a first synchrotron radiation from said first electron path bend to a first metrology tool configured to perform a metrology inspection using said first synchrotron radiation.
2449 | Strain isolation structures for stretchable electronics | Buffer structures are provided that can be used to reduce a strain in a conformable electronic system that includes compliant components in electrical communication with more rigid device components. The buffer structures are disposed on, or at least partially embedded in, the conformable electronic system such that the buffer structures overlap with at least a portion of a junction region between a compliant component and a more rigid device component. The buffer structure can have a higher value of Young's modulus than an encapsulant of the conformable electronic system. | 1. An apparatus comprising: a device component; a conductive stretchable interconnect electrically coupled with the device component at a junction region; a first buffer structure including a first buffer structure main body, a first projection portion, and a second projection portion, the first projection portion extending outwardly from the first buffer structure main body and being disposed along a first side of the conductive stretchable interconnect, the second projection portion extending outwardly from the first buffer structure main body and being disposed along a second opposing side of the conductive stretchable interconnect; a second buffer structure including a second buffer structure main body, a third projection portion, and a fourth projection portion, the third projection portion extending outwardly from the second buffer structure main body and being disposed along the first side of the conductive stretchable interconnect, the fourth projection portion extending outwardly from the second buffer structure main body and being disposed along the second opposing side of the conductive stretchable interconnect; and an encapsulant encapsulating the device component, the junction region, and the buffer structure.
2450 | Treatment tool and endoscope system with inductance elements to power treatment device of treatment tool | An endoscope system having: an endoscope having: an endoscope insertion section wherein the endoscope defines a channel having a distal opening in the endoscope insertion section; and a first inductance element arranged to the channel, and configured to receive a high-frequency power to generate an AC magnetic field; and a treatment tool having: a treatment tool insertion section configured to be movably inserted in the channel; an electrically powered treatment device attached to the treatment tool insertion section; and a second inductance element arranged to the treatment tool insertion section, wherein the second inductance element is electrically connected to the electrically powered treatment device, and wherein the second inductance element is inductively coupled to the first inductance element such that the AC magnetic field induces an electromotive force to generate an induced current in the second inductance element to power the electrically powered treatment device. | 1. An endoscope system comprising: an endoscope comprising: an endoscope insertion section comprising a portion that is flexible, wherein the endoscope defines a channel having a distal opening in the endoscope insertion section; and a first inductance element arranged to the channel, wherein the first inductance element is configured to receive a high-frequency power from a power source to generate an AC magnetic field; and a treatment tool comprising: a treatment tool insertion section configured to be movably inserted in the channel of the endoscope; an electrically powered treatment device attached to the treatment tool insertion section to be moved by the treatment tool insertion section; a second inductance element arranged to the treatment tool insertion section, wherein the second inductance element is inductively coupled to the first inductance element such that the AC magnetic field induces an electromotive force to generate an induced current in the second inductance element; and a power converter configured to convert power received by the second inductance element to power used by the electrically powered treatment device to perform a treatment, and to directly or indirectly output the converted power to the treatment device to power the electrically powered treatment device to perform the treatment.
2451 | Transcutaneous analyte sensor | The present invention relates generally to systems and methods for measuring an analyte in a host. More particularly, the present invention relates to systems and methods for transcutaneous measurement of glucose in a host. | 1. An analyte measuring system, comprising: a mounting unit adapted for mounting on a skin of a host; an electronics unit comprising contacts, wherein the electronics unit is detachably connectable to the mounting unit, wherein the electronics unit comprises electronic circuitry encapsulated within a substantially seamless body comprising the contacts exposed on an exterior of the substantially seamless body; a sensor configured for measuring a level of an analyte, the sensor comprising an in vivo portion for insertion through the skin at an exit site of the host and an ex vivo portion connected to the contacts when the electronics unit is detachably connected to the mounting unit; and an elastomeric sealing member configured to form a watertight seal around the exposed contacts on the exterior of the substantially seamless body and at electrical connection areas on the ex vivo portion of the sensor, wherein the elastomeric sealing member is connected to the mounting unit, wherein the elastomeric sealing member comprises at least one conductive elastomer contact disposed within the elastomeric sealing member.
2452 | Low IF architectures for noncontact vital sign detection | Various examples of methods and systems are provided for vibrational frequency detection (e.g., noncontact vital sign detection) using digitally assisted low intermediate frequency (IF) architectures. In one example, a transceiver system is configured to transmit a modulated signal generated by modulating a local oscillator (LO) signal with an IF carrier; generate an IF signal by down converting a received signal comprising backscatter with the LO signal; and simultaneously sample the IF carrier and the IF signal. A vibration frequency can be determined by demodulating the sampled IF signal with the sampled IF carrier. In another example, a method includes generating and transmitting a modulated signal; receiving backscatter of the modulated signal; generating an IF signal by down converting the received signal with the LO signal; simultaneously sampling the IF carrier and the IF signal; and determining a vibration frequency by demodulating the sampled IF signal with the sampled IF carrier. | 1. A transceiver system, comprising: transmit circuitry configured to transmit a modulated signal at a target, the modulated signal generated by modulating a local oscillator (LO) signal with an intermediate frequency (IF) carrier; receive circuitry configured to generate an IF signal by down converting a received signal with the LO signal, the received signal comprising backscatter of the modulated signal from the target; an analog-to-digital converter (ADC) configured to simultaneously sample the IF carrier and the IF signal; and processing circuitry configured to determine a vibration frequency of the target by demodulating the sampled IF signal with the sampled IF carrier.
2453 | Capacitor powered battery replacement device | A handheld device includes an electronic instrument and a capacitive power supply for storing and delivering power to the electronic instrument. The capacitive power supply includes at least one capacitor, and an electronic circuit operable to boost a voltage from the capacitor to a higher voltage for use by the electronic instrument. The capacitive power supply can be rapidly recharged. Some configurations include an accelerometer which permits the handheld device to detect movement and perform various operations responsive to detected movement. A dual charging station is also disclosed. | 1. A battery replacement device comprising: a packaging including at least a positive terminal and a negative terminal, the packing having a size and shape of at least one battery; at least one capacitor disposed in the packaging; and a mimic circuit electrically coupled to receive power from the at least one capacitor and deliver the power to at least one of the positive and negative terminals, wherein the mimic circuit changes an output characteristic of the at least one capacitor into an output characteristic of the battery, the mimic circuit comprising: a capacitor characteristic detector that evaluates a first characteristic of the at least one capacitor, comprising an analog to digital converter that detects an output voltage from the at least one capacitor; a characteristic converter that converts the first characteristic into a second different characteristic, the characteristic converter comprising a processing device that utilizes a lookup table to determine the second different characteristic based on the first characteristic of the at least one capacitor; and output circuitry configured to generate the second different characteristic from the first characteristic, wherein the output circuitry further comprises: a digital to analog converter that receives a digital signal from the processing device and generates an output voltage; and a power amplifier that generates an amplified output at the output voltage to power an electronic device.
2454 | Surgical instrument battery pack with power profile emulation | A method of operating a medical device comprises connecting a secondary battery pack to the medical device. The secondary battery pack includes a processor configured to emulate at least one electrical characteristic of a primary battery pack that has at least one different electrical characteristic than the secondary battery pack. The method further comprises receiving an interrogation input from the medical device with the processor of the secondary battery pack. The method further comprises sending a response output to the interrogation from the processor to the medical device. The response output emulates an expected response output associated with the at least one different electrical characteristic of the primary battery pack. The method further comprises initiating an operational profile associated with the medical device. | 1. A method of operating a medical device, comprising: (a) connecting a secondary battery pack to the medical device, wherein the secondary battery pack includes a processor configured to emulate at least one electrical characteristic of a primary battery pack with at least one different electrical characteristic than the secondary battery pack; (b) receiving an interrogation input from the medical device with the processor of the secondary battery pack; (c) determining, based at least in part on the interrogation input, whether the processor is programmed to send a response output; and (d) in response to determining the processor is programmed to send the response output: (i) sending the response output from the processor to the medical device, wherein the response output emulates an expected response output associated with the at least one different electrical characteristic of the primary battery pack, and (ii) initiating an operational profile associated with the medical device.
2455 | Device for detecting the removal of drugs | A device detects the removal of drugs from a drug blister pack. The device has a base for receiving the drug blister pack and a base surface which is configured for contact with the electrically conducting foil that doses the pockets of the blister pack. In the region of the pockets, the base has holes that are configured for the passage of the drugs present in the pockets, every hole being arranged in the region of one of the pockets. A coil is arranged in the region of each of the holes and extends around the respective hole, in particular exclusively the respective hole. A detector unit is provided which produces an electrical field and/or magnetic field in the region of one or more holes by one of the coils and analyzes the voltage or the current on at least one of the coils extending around the hole. | 1. An apparatus for detecting a removal of medicaments from a drug blister pack, comprising: a main body for accommodating the drug blister pack and having a base area embodied to rest against an electrically conductive metallic foil of the drug blister pack which seals off pockets of the drug blister pack, said main body having holes formed therein in a region of the pockets of the drug blister pack, said holes being embodied for a passage of the medicaments situated in the pockets of the drug blister pack, each of said holes is disposed in the region of one of the pockets in each case; at least one coil disposed in a region of each of said holes, said coil surrounding a respective one of said holes; and a detector unit for generating at least one of an electric field or a magnetic field in the region of at least one of said holes by means of said coil and evaluates a voltage across or a current applied to said coil surrounding said respective hole.
2456 | Infusion pump assembly with a backup power supply | An infusion pump assembly includes a reservoir assembly configured to contain an infusible fluid. A motor assembly is configured to act upon the reservoir assembly and dispense at least a portion of the infusible fluid contained within the reservoir assembly. Processing logic is configured to control the motor assembly. A primary power supply is configured to provide primary electrical energy to at least a portion of the processing logic. A backup power supply is configured to provide backup electrical energy to the at least a portion of the processing logic in the event that the primary power supply fails to provide the primary electrical energy to the at least a portion of the processing logic. | 1. An infusion pump assembly comprising: a reservoir assembly configured to contain an infusible fluid; a motor assembly configured to dispense infusible fluid from the reservoir assembly; processing logic configured to control the motor assembly; a primary power supply configured to provide primary electrical energy to at least a portion of the processing logic; and a backup power supply configured to provide backup electrical energy to the at least a portion of the processing logic in the event that the primary power supply fails to provide the primary electrical energy to the at least a portion of the processing logic; wherein the processing logic includes a circuit partitioning component allowing the primary power supply to charge the backup power supply while prohibiting the backup power supply from providing backup electrical energy to at least a second portion of the processing logic different than the at least a portion of the processing logic.
2457 | Charging system providing adjustable transmitted power to improve power efficiency within an implanted device | A system for transferring power to, and communicating with, at least one body-implantable active device includes an external power transfer system associated with an external device disposed outside of a body, operable to transfer power through a dermis layer to each body-implantable active device, and communicate data to and from each body-implantable active device, and also includes a power receiving system associated with each body-implantable active device, operable to receive power transferred from the external power transfer system, and communicate data to and from the external power transfer system. The body-implantable active device may include an implantable neurostimulation system. | 1. A system for transferring power from an external power transfer system (EPTS) to at least one body-implantable active device (BIAD) through a dermis layer, said system comprising: an EPTS for being disposed external to a dermis layer of a body; and a BIAD for being disposed beneath the dermis layer of the body; the EPTS including: a transmit coil; a variable voltage generator circuit operable to generate on an output thereof a variable DC voltage; and a resonant driver circuit coupled to the variable DC voltage output, and operable to drive the transmit coil with a resonant current at a resonant frequency; the BIAD including: a receive coil tuned to the resonant frequency of the transmit coil and operable to inductively receive power therefrom when in proximity thereto; and a power receiving circuit coupled to the receive coil and operable to deliver the received power to circuitry within the BIAD; wherein the EPTS is operable to adjust the variable DC voltage to modulate energy stored in the resonant driver circuit each resonant cycle and to modulate available transmitted power that is receivable by the BIAD.
2458 | Wheelchair assistance system | A method may include obtaining current sensor information that corresponds to one or more sensors of a wheelchair and that indicates a current state of the wheelchair and its surrounding environment. The method may further include obtaining current situation information that indicates a current situation of a wheelchair and its corresponding user. In addition, the method may include determining current solution information that corresponds to a current solution to help navigate the current situation. The current solution information may be determined based on one or more of the following: the current situation information and the current sensor information. The method may additionally include implementing the current solution based on the current solution information. | 1. A method comprising: obtaining current sensor information that corresponds to one or more sensors of a wheelchair and that indicates a current state of the wheelchair and its surrounding environment; obtaining current situation information about a current situation of the wheelchair and its corresponding user based on the current sensor information; determining, based on the current situation information and based on the current sensor information, current solution information that corresponds to a current solution to help navigate the current situation; and automatically implementing the current solution based on the current solution information.
2459 | Multi-facet display device | A multi-facet display device. The multi-facet display device comprises: a first display panel with a U-shaped structure and a second display panel with a planar structure. The first display panel comprises a display region with a planar structure, and two opposed side surfaces each connected with the display region via an arc surface. The two side surfaces of the first display panel are bonded with the two side edges of the second display panel to form a closed structure having an outer surface as a display surface of the multi-facet display device. Compared with a multi-facet display device composed of multiple planar display panels, the multi-facet display device according to present invention can improve image continuity across respective display directions. | 1. A multi-facet display device, comprising: a first display panel with a U-shaped structure, the first display panel comprising a display region with a planar structure, and two opposed side surfaces each connected with the display region via an arc surface; and a second display panel with a planar structure, wherein the two side surfaces of the first display panel are bonded with two side edges of the second display panel to form a closed structure having an outer surface as a display surface of the multi-facet display device, and wherein the first display panel and the second display panel are configured to display an image.
2460 | Devices, systems and methods for locating and interacting with medicament delivery systems | In some embodiments, a method includes establishing a communications link between a computing device and an adapter. The adapter is configured to receive at least a portion of a medicament delivery device. A wireless signal is received to maintain the communications link. A relative position between the computing device and the adapter is determined. An alarm is produced when the wireless signal is not received within a time period. The alarm is based on the relative position between the computing device and the adapter. | 1. A method, comprising: establishing a communications link, via a short-range wireless protocol, between a mobile computing device and a medicament delivery device, the mobile computing device including a touchscreen, the medicament delivery device including a case and an electronic circuit system, the case configured to receive at least a portion of the medicament delivery device, the electronic circuit system including a radio; receiving a wireless signal from the radio, the wireless signal associated with removal of the medicament delivery device from the case; producing, via at least one of the mobile computing device or the electronic circuit system, an alarm indicating that the medicament delivery device is in use; producing, via the touchscreen and after the receiving the wireless signal, a prompt associated with a use instruction of the medicament delivery device; receiving, in response to the prompt, a user input; and transmitting, in response to the user input and via the touchscreen, the use instruction.
2461 | Importing and analyzing external data using a virtual reality welding system | A real-time virtual reality welding system including a programmable processor-based subsystem, a spatial tracker operatively connected to the programmable processor-based subsystem, at least one mock welding tool capable of being spatially tracked by the spatial tracker, and at least one display device operatively connected to the programmable processor-based subsystem. The system is capable of simulating, in virtual reality space, a weld puddle having real-time molten metal fluidity and heat dissipation characteristics. The system is further capable of importing data into the virtual reality welding system and analyzing the data to characterize a student welder's progress and to provide training. | 1. A method for simulating welding activity, said method comprising: optically tracking a movement and orientation of a welding tool relative to a welding coupon during a simulated welding operation; receiving information related to said movement and orientation of said welding tool; modeling, during said simulated welding operation, a simulated welding surface for said welding coupon; displaying said simulated welding surface on each of a first display device and a second display device, where said first display device is disposed in a helmet; modeling, during said simulated welding operation, a simulated welding arc between an emitting end of said welding tool and said simulated welding surface; modeling a simulated weld puddle generated from a simulated deposition of weld material, wherein said simulated weld puddle has a plurality of welding elements, each welding element having a plurality of values, and where at least some of said values change dynamically during said simulated welding operation based on said movement and orientation of said welding tool, wherein said modeling of said simulated weld puddle includes to model real-time molten metal fluidity and real-time heat dissipation characteristics of said weld puddle; displaying said simulated welding operation, including said simulated weld puddle and said simulated deposition of said weld material, on either one of or both of said first and second display devices; and displaying a simulated completed weld bead on either one of or both of said first and second display devices where said simulated completed weld bead is based on a cooling threshold for a transition of said welding elements from a molten state to a solid state and on said movement and orientation of said welding tool.
2462 | Anatomically compliant antenna for implantable medical device | A flexible antenna is associated with an active implantable medical device to facilitate communication between the implantable medical device and an external component in the outside world via, for example, long range or far field telemetry. The flexibility of the antenna allows it to conform to the shape of the location at which it is situated, such as on the cranial bone of a patient for an antenna associated with a cranially implanted medical device. The conformability of the antenna helps to maintain the antenna in the desired shape and to maintain it in the desired location relative to implantable medical device and the patient and improves patient comfort. | 1. An implantable medical device configured to be implanted in a patient, comprising: a housing having an edge, the housing configured for placement in a ferrule installed in a hole formed in the cranium of the patient; an antenna feedthrough extending from the housing; and an antenna coupled to the antenna feedthrough, the antenna formed of at least one wire arranged in a rectangular configuration having a length side and a width side, the antenna positioned relative to the housing such that: 1) the length side of the rectangular configuration is immediately adjacent to the edge of the housing and extends substantially parallel to and along the edge of the housing, and the width side of the rectangular configuration extends outward relative to the edge of the housing, and 2) upon placement of the housing in the ferrule, the rectangular configuration is positioned outside of the ferrule, adjacent a surface of the cranium, while remaining immediately adjacent to the edge of the housing and substantially parallel to the edge of the housing, wherein the antenna is configured so that at implant of the implantable medical device in the patient, the antenna is capable of being bent to conform to an anatomical contour of the patient and, upon being bent, is capable of retaining a bent shape.
2463 | Laser apparatus and laser apparatus manufacturing method | A laser apparatus may include, a first frame and a second frame, a sleeve through-hole provided in the second frame, a sleeve insertion hole provided in the first frame, a bolt, a positioning sleeve that is formed in an approximately cylindrical shape into which the bolt can be inserted and that positions the first frame and the second frame by passing through the sleeve through-hole and being inserted into the sleeve insertion hole, a nut that is provided in the first frame and into which the bolt is screwed, and a fall prevention unit that is provided in the second frame and that prevents the bolt and the positioning sleeve from falling. | 1. A laser apparatus comprising: a laser system; a pair of frames, one frame being provided with a sleeve through-hole and the other fame being provided with a sleeve insertion portion; a bolt; a positioning sleeve, formed in an approximately cylindrical shape into the interior of which the bolt can be inserted, configured to position the pair of frames by passing through the sleeve through-hole and being inserted into the sleeve insertion portion; a female screw portion, provided in the other frame, into which the bolt is screwed; and a fall prevention unit, provided in the one frame, configured to prevent the bolt and the positioning sleeve from falling, wherein the laser system includes a plurality of laser system modules, at least one of the laser system modules are mounted in the one frame; and at least one other of the laser system modules are mounted in the other frame, wherein the fall prevention unit includes: a sleeve loss prevention portion configured to prevent the positioning sleeve from coming out of the sleeve through-hole in a state in which the positioning sleeve does not project from the one frame; and a bolt loss prevention portion configured to prevent the bolt from coming out of the sleeve through-hole in a state in which the bolt does not project from the one frame.
2464 | Short period undulator | The invention relates to a method for generating electromagnetic radiation (preferably UV, VUV, XUV, or X-rays), to an optical short-period undulator ( 10 ) and to a free-electron laser comprising the latter. To accomplish the method, a high-energy electrically charged particle beam ( 5 ) is provided, and high-intensity electromagnetic pulses ( 7, 7 a, 7 b) are generated, and by interfering said pulses with one another an electromagnetic standing wave is created, wherein said standing wave has an electric field strength of a pre-determined peak value. The particle beam is directed through the non-steady electromagnetic field of the standing wave in or in the vicinity of a plane spanned by nodes with maximal electric field strength of said electromagnetic standing wave. Meanwhile, by the electromagnetic field of the standing wave, the particle beam is forced to travel along an undulating path and thereby, in the form of radiation emitted by said particle beam, electromagnetic radiation that propagates in the propagation direction of the particle beam is generated. Said short-period undulator ( 10 ) comprises a pulse source ( 2 ) to emit high-intensity pulses falling into the terahertz frequency range and an interaction region to direct a high-energy electrically charged particle beam, in particular an electron beam, through the undulator with undulator effect. The undulator effect is provided in the interaction region through a dynamic effect developing in or in the vicinity of a plane spanned by nodes with maximal electric field strength of an electromagnetic standing wave created by the interference of high-intensity pulses falling into the terahertz frequency range, emitted by said pulse source. | 1. A method for generating electromagnetic radiation using a high-energy electrically charged particle beam, the method comprising: generating high-intensity electromagnetic pulses ( 7 ; 7 a, 7 b) falling into a terahertz frequency range; creating an electromagnetic standing wave by interfering said pulses ( 7 ; 7 a, 7 b) with one another by directing the pulses essentially toward each other in a first direction (y), said standing wave having an electric field strength of a pre-determined peak value and oscillating in time in a first plane (S) perpendicular to the first direction; directing said particle beam through a temporally alternating electromagnetic field of said standing wave in a region of certain width (D), such that the particle beam is forced to travel in a second direction (z) essentially parallel with the first plane along an undulating path ( 5 a) in said region and by interacting with said temporally alternating electromagnetic field of the standing wave emit electromagnetic radiation that propagates in a propagation direction of the particle beam, wherein value of the electric field strength over said region in the first direction (y) differs from said peak value by at most about 10 percent.
2465 | Portable device and method of supplying power to a portable device | A portable device and method of supplying power to the portable device may provide a sterile environment that may protect the health and safety of patients on whom the device is employed. The portable device may be charged inside of the sterile environment. The portable device may be charged using at least one chargeable battery that may be arranged internal and/or external to a portion of the portable device, or internal and/or external to the portable device. A power supply may be connected to the at least one chargeable battery and power the portable device for use. The portable device may be charged up to 100% and/or or fully charged prior to opening the sterile environment. | 1. A method for supplying power to a portable device powered by at least one chargeable battery, the method comprising: sealing the portable device in a sterile environment using a first tray, a first microbial barrier, a second tray, and a second microbial barrier, wherein the first tray is configured to receive and secure the portable device, wherein the first microbial barrier is arranged to seal the first tray and maintain a sterile environment for the portable device, wherein the second tray is configured to receive and secure the first tray in the second tray, and wherein the second microbial barrier is arranged to seal the second tray and maintain a sterile environment for the portable device; and charging the portable device in the sterile environment, wherein a power supply supplies power to the at least one chargeable battery contained in the portable device, wherein a first connecting cable and a second connecting cable connect the at least one chargeable battery to a charging port, wherein the first connecting cable is secured within the first tray and the second connecting cable is secured within the first tray and the second tray.
2466 | Inductively-powered surgical instrument system | A surgical instrument system is disclosed. The surgical instrument system includes an instrument case and a charging plate that may be placed in a sterile surgical field. The charging plate is configured to receive electrical power from outside the sterile surgical field and transmit that electrical power to other devices within the sterile field. | 1. A surgical instrument system, comprising: a metallic instrument case including a bottom wall and a number of side walls extending upwardly from the bottom wall to define a chamber sized to receive a plurality of surgical instruments, a lower housing positioned outside of the chamber and secured to the bottom wall of the metallic instrument case, the lower housing including a first induction coil, and an upper housing positioned in the chamber of the metallic instrument case, the upper housing including a second induction coil that is electrically connected to the first induction coil through one or more openings defined in the bottom wall of the metallic instrument case.
2467 | Patient support apparatus communication systems | A location detection system for person support apparatuses includes multiple network wireless access points that communicate with a plurality of mobile transceivers positioned on board the person support apparatuses. Based upon signal strength data (e.g. RSSI or RCPI) of messages from the access points to the transceivers, the locations of the person support apparatuses are determined. In some embodiments, the person support apparatuses include an additional location detection system that utilizes fixed locators having short range transceivers to generate a second location determination of the person support apparatuses. In still other embodiments, the person support apparatuses utilize the second location detection system to determine the location of the wireless access points. The person support apparatuses may also broadcast their location to other devices that then utilize the received signal strengths of those messages to determine their own location. | 1. A location detection system comprising: a bed having a support surface and a wireless transceiver, the support surface adapted to support a person thereon, and the wireless transceiver adapted to wirelessly communicate with a plurality of access points of a computer network, to transmit bed status information to the computer network, and to receive messages from the plurality of access points; and a controller adapted to generate a location estimate of the bed within a hospital based upon a signal strength of the messages received from the plurality of access points; wherein the wireless transceiver is further adapted to transmit the location estimate of the bed, as determined by the controller, to other beds.
2468 | Multi function docking module for a pressure support therapy system | A charging and data transfer method for use in a pressure support system adapted to provide a regimen of respiratory therapy to a patient includes establishing a near-field wireless coupling interface between a pressure generating device base unit of the pressure support system and a wireless peripheral device ( 32 ) of the pressure support system, transferring energy from the pressure generating device base unit to the wireless peripheral device over the near-field wireless coupling interface and using the transferred energy in the wireless peripheral device to charge an energy storage device ( 72 ) of the wireless peripheral device, and transferring pairing information between the pressure generating device base unit and the wireless peripheral device over the near-field wireless coupling interface. | 1. A charging and data transfer method for use in a pressure support system adapted to provide a regimen of respiratory therapy to a patient, comprising: establishing a near-field wireless coupling interface between a pressure generating device base unit of the pressure support system and a wireless peripheral device of the pressure support system, wherein the pressure generating device base unit and the wireless peripheral device are structured to wirelessly communicate with one another over a wireless communication channel separate and distinct from the near-field wireless coupling interface according to a predetermined common protocol, wherein the predetermined common protocol requires the pressure generating device base unit and the wireless peripheral device to be paired with one another by exchanging pairing information according to the predetermined common protocol before the pressure generating device base unit and the wireless peripheral device wirelessly communicate with one another on an ongoing basis over the wireless communication channel; transferring energy from the pressure generating device base unit to the wireless peripheral device over the near-field wireless coupling interface and using the transferred energy in the wireless peripheral device to charge an energy storage device of the wireless peripheral device; and transferring the pairing information between the pressure generating device base unit and the wireless peripheral device over the near-field wireless coupling interface.
2469 | Solid media wakefield accelerators | Systems and methods for that utilize a compressed coherent high intensity X-ray pulse to drive acceleration of particles in a solid medium laser wakefield accelerator (LWFA). | 1. A method of laser wakefield acceleration in a solid media regime comprising the steps of injecting an X-ray pulse into a solid medium with one or more nanoholes there through, and accelerating particles in the solid medium through wakefield acceleration.
2470 | Endoscope having power transmission electrode and treatment tool having power reception electrode, and endoscope system | An endoscope system having: an endoscope having: an endoscope insertion section configured to be inserted into a subject, wherein the endoscope insertion section defines a channel having a distal opening; and a power transmission electrode arranged to the endoscope insertion section and electrically connected to a power source configured to output a high-frequency power; and a treatment tool having: an electrically powered treatment device; a treatment tool insertion section attached to the electrically powered treatment device, wherein the treatment tool insertion section is configured to be arranged in the channel of the endoscope; and a power reception electrode arranged to the treatment tool insertion section, wherein the power reception electrode is separated from the power transmission electrode to form a capacitor to transfer power from the power source through an electric field between the power transmission electrode and the power reception electrode to power the electrically powered treatment device. | 1. An endoscope system comprising: an endoscope comprising: an endoscope insertion section configured to be inserted into a subject, wherein the endoscope insertion section defines a channel having a distal opening; and a power transmission electrode arranged to the endoscope insertion section, wherein the power transmission electrode is electrically connected to a power source configured to output a high-frequency power; and a treatment tool comprising: an electrically powered treatment device; a treatment tool insertion section attached to the electrically powered treatment device, wherein the treatment tool insertion section is configured to be arranged in the channel of the endoscope; and a power reception electrode arranged to the treatment tool insertion section, wherein the power reception electrode is separated from the power transmission electrode to form a first capacitor to transfer power from the power source through an electric field between the power transmission electrode and the power reception electrode to power the electrically powered treatment device, wherein the endoscope further comprises an inductor, wherein the inductor and the first capacitor are electrically connected to form a resonant circuit, and wherein the resonant circuit has a resonant frequency that coincides with a frequency of the high-frequency power.
2471 | Multi modal method and system for transmitting information about a subject | The present invention is directed to multimodal communications means for transmitting signals representing physiological, performance, and contextual information associated with a subject. In an exemplary embodiment, the multimodal communications means includes multiple radio subsystems (or modes) that enable connection to an external monitoring device to be acquired in a wide range of settings where a single radio mode would be ineffective. Additionally, combining the multimodal communications means of the invention with real-time data-processing allows the communications functionality to be engaged only when data determined to be relevant to the user is identified. | 1. A fitness monitoring system for monitoring physiological parameters of a subject engaged in a physical activity, comprising: a monitoring garment adapted to cover at least a portion of a subject'ss torso; a sensor subsystem incorporated into the garment comprising a first sensor and a second sensor, wherein the first and second sensors are configured to be proximate to the subject'ss chest region when the garment is worn by the subject and are configured to be responsive to changes in distance between the first and second sensors, and wherein the sensor subsystem is configured to generate and transmit a first signal based on a change in the distance between the first and second sensors and a second signal that represents a physiological parameter of the subject, wherein the first sensor comprises a first magnetometer, and the second sensor comprises a second magnetometer; and a data transmission subsystem configured to transmit the first and second signals to a data monitoring subsystem, wherein the data transmission subsystem has a first transmission mode and a second transmission mode for transmitting the first signal.
2472 | Adjusting alarms based on sleep onset latency | In some implementations, a mobile device can adjust an alarm setting based on the sleep onset latency duration detected for a user of the mobile device. For example, sleep onset latency can be the amount of time it takes for the user to fall asleep after the user attempts to go to sleep (e.g., goes to bed). The mobile device can determine when the user intends or attempts to go to sleep based on detected sleep ritual activities. Sleep ritual activities can include those activities a user performs in preparation for sleep. The mobile device can determine when the user is asleep based on detected sleep signals (e.g., biometric data, sounds, etc.). In some implementations, the mobile device can determine recurring patterns of long or short sleep onset latency and present suggestions that might help the user sleep better or feel more rested. | 1. A method comprising: detecting, by a computing device, performance of sleep ritual activities associated with a user of the computing device, wherein the user'ss sleep ritual includes one or more activities that the user performs before going to bed; determining, by the computing device, a first time based on that the user has performed the user'ss sleep ritual, wherein the first time is when the user intends to sleep; detecting, by the computing device, biological signals corresponding to the user sleeping at a second time; calculating, by the computing device, a sleep onset latency duration based on the first time and the second time; calculating, by the computing device, an actual sleep duration based on the sleep onset latency duration; and presenting the sleep duration on a display of the computing device.
2473 | Diagnostic for in situ deformation and strain measurements applicable to traumatic internal injury investigation and prevention | A diagnostic gage ( 12 ) that can be implemented into a tissue-simulating headform ( 17 ) or other anthropomorphic surrogate test device ( 11 ) as a means of determining the internal strain within the test surrogate. One embodiment of the gage consists of a matrix or substrate embedded with x-ray contrast agents ( 14 ) and a series of holes within the substrate ( 15 ) that provide contrasting markers in an x-ray image and a means of closely coupling the gage to the test specimen. The relative motion of these contrasting markers can be monitored using x-ray fluoroscopy equipment (e.g., source ( 10 ) and detector ( 13 )). This gage provides a means of determining the internal strain within a headform surrogate model for the purpose of evaluating the performance of helmets in terms of reducing the occurrence of concussion among other biomechanical injuries from trauma. | 1. A diagnostic gage device involving a plurality of radiopaque markers enabling a full-field, time-resolved measurement of dynamic deformation and strain within an internal plane of a specimen using x-ray visualization equipment for the purpose of predicting, evaluating or preventing a traumatic biomechanical injury.
2474 | Laser waveguide device and laser waveguide system | A laser light waveguide device includes laser light provision units that oscillate and cause laser light to exit; a laser light waveguide path formed of an optical fiber capable of guiding the laser light; and a control unit that controls the laser light provision units. The control unit detects an illumination spot (output of the visible laser light) based on a captured image, captured by an image capturing unit, of a laser light illumination area and an area close thereto illuminated with the laser light, and controls exit of the infrared laser light by the infrared laser light provision unit based on a result of detection of the illumination spot (output of the visible laser light). | 1. A laser light waveguide system, comprising: an infrared laser light output unit that emits invisible infrared laser light; a visible laser light output unit that emits visible laser light; an endoscope that includes an image capturing unit at a tip of the endoscope; a laser light waveguide path formed of an optical fiber capable of guiding both the infrared laser light and the visible laser light and arranged either inside or outside of the endoscope; and a control unit that controls the infrared laser light output unit and the visible laser light output unit, wherein the control unit detects an output of the visible laser light based on a captured image, captured by the image capturing unit, of a laser light illumination area and an area close thereto illuminated with the visible laser light, and controls emission of the infrared laser light based on a result of detection of the output of the visible laser light.
2475 | User interface device for surgical simulation system | A user interface device for a surgical simulation system, comprising a rigid shaft pivotably supported by a frame, and movable in the axial direction but fixed with respect to rotation around its longitudinal axis, and a handle having a sensor body rigidly attached to said rigid shaft, and a grip portion rotatable around said longitudinal axis relative said sensor body. The handle further comprises a rotator sleeve rotatable around said longitudinal axis relative said sensor body and said grip portion, a rotation sensor adapted to detect rotation of said rotator sleeve in relation to said sensor body, and a signal interface mounted on said sensor body and connected to receive a first detection signal from said rotation sensor. Through this design, all sensor elements and electronic circuitry can be provided in or adjacent to the sensor body, leading to an efficient design and manufacturing. | 1. A user interface device for a surgical simulation system, comprising: a rigid shaft having a primary extension along a longitudinal axis, said rigid shaft being pivotably supported by a frame, and movable in relation to said frame in an axial direction, said rigid shaft being fixed in relation to said frame with respect to rotation around said longitudinal axis; and a handle having a sensor body rigidly attached to said rigid shaft, and a grip portion rotatable around said longitudinal axis relative said sensor body, said grip portion being adapted to transform a gripping motion of a user into a linear displacement, said handle further comprises: a rotator sleeve rotatable around said longitudinal axis relative said sensor body and said grip portion, a rotation sensor adapted to detect rotation of said rotator sleeve in relation to said sensor body, and a signal interface mounted on said sensor body and connected to receive a first detection signal from said rotation sensor.
2476 | Electromagnetic absorbing material in opening of shielded enclosure | A shielded enclosure receives REID-tagged packaging from consumed medical items. The enclosure includes a housing and a lid. An opening in the lid receives the packaging into an internal space. A chute surrounds the opening and extends downward into the internal space. The chute has front, left, right, and rear walls. A hood attached to the lid surrounds the opening. An aperture in the hood allows passage of the packaging into the lid opening. The hood includes rear, right, left, and top walls. RF absorbing material covers inside surfaces of the chute and hood, including a front panel on the chute front wall, a rear panel on the hood rear wall and the chute rear wall, a left side panel on the hood left side wall and the chute left side wall, a right side panel on the hood right side wall and the chute right side wall, and a top panel on the hood top. | 1. A shielded enclosure for receiving discarded packaging from medical items consumed during performance of a medical procedure, wherein the packaging has RFID tags disposed therein or thereon, the shielded enclosure comprising: an internal space for receiving the packaging of the medical items; a housing that at least partially encloses the internal space, the housing comprising: an upper portion that is disposed over and covers the internal space, the upper portion having: an opening that allows passage of the discarded packaging into the internal space; a chute extending downward from the opening into the internal space, the chute surrounding the opening; a hood that is disposed over and at least partially surrounds the opening, the hood having an aperture that allows passage of the discarded packaging into the opening; and RF absorbing material at least partially covering one or more inside surfaces of the chute and hood, wherein the RF absorbing material is configured in such a manner that radio frequency signals entering the aperture are attenuated to levels that are substantially undetectable within the internal space, and radio frequency signals exiting the aperture are attenuated to levels that are substantially undetectable outside the shielded enclosure.
2477 | Implantable lead having multi-planar spiral inductor filter | A multilayer helical wave filter having a primary resonance at a selected RF diagnostic or therapeutic frequency or frequency range, includes an elongated conductor forming at least a portion of an implantable medical lead. The elongated conductor includes a first helically wound segment having at least one planar surface, a first end and a second end, which forms a first inductive component, and a second helically wound segment having at least one planar surface, a first end and a second end, which forms a second inductive element. The first and second helically wound segments are wound in the same longitudinal direction and share a common longitudinal axis. Planar surfaces of the helically wound segments face one another, and a dielectric material is disposed between the facing planar surfaces of the helically wound segments and between adjacent coils of the helically wound segments, thereby forming a capacitance. | 1. An implantable lead, comprising: a) at least one implantable lead wire extending from a proximal electrical connector configured for electrical connection to an implantable medical device to a distal electrode, wherein the electrode is configured for contact with biological cells inside a body; b) a first dielectric substrate comprising spaced apart first and second substrate sides; c) at least a first conductive circuit trace in the shape of a first planar spiral inductor and a second conductive circuit trace in the shape of a second planar spiral inductor, wherein the first and second conductive circuit traces are series portions of the lead wire supported in an overlaid and stacked relationship on the respective first and second substrate sides; and d) wherein a center of the first spiral inductor is electrically coupled to a center of the second spiral inductor so that a first multi-turn loop current of the first spiral inductor is in the same direction as a second multi-turn loop current of the second spiral inductor, e) wherein a bandstop filter inductance is formed by the first and second spiral inductors and wherein a bandstop filter capacitance comprising parasitic capacitance is formed between adjacent turns of each of the first and second spiral inductors and between the overlaid turns of the first and second spiral inductors, and f) wherein the combined inductance and capacitance of the bandstop filter provide an equivalent circuit bandstop filter that is configured to attenuate at least one MRI RF pulsed frequency centered at or near an RF resonant frequency.
2478 | Injected conductive tattoos for powering implants | The present disclosure describes aspects of injected conductive tattoos for powering implants. In some aspects, a system comprises a conductive tattoo used to efficiently transfer power wirelessly received from a transmitter outside a body to an electronic device in the body. The conductive tattoo is formed from a conductive material injected into an outermost permanent layer of the body. The conductive tattoo is configured to wirelessly receive and relay the power from the transmitter to the electronic device. In particular, the conductive tattoo may transfer the power to the electronic device over a coupling between the conductive tattoo and the electronic device. | 1. A system for transferring power wirelessly received from a transmitter located outside a body to an electronic device in the body, the system comprising: a conductive tattoo formed from a conductive material injected into an outermost permanent layer of the body and configured to wirelessly receive the power from the transmitter and transmit the power via a coupling to the electronic device.
2479 | Gas measuring apparatus | A gas measuring apparatus includes a cell portion, a light source portion, a detection portion, and a control portion. The cell portion includes a space into which a sample gas containing breath containing a first isotope of carbon dioxide and a second isotope of carbon dioxide is introduced. The light source portion changes a wavelength of the light in a band of 4.345 μm or more and 4.384 μm or less. The detection portion performs an operation including first detection of an intensity of the light passing through the space and second detection of an intensity of the light passing through the space into which the sample gas is not introduced. The control portion calculates a ratio of an amount of the second isotope to an amount of the first isotope based on a result of the first detection and a result of the second detection. | 1. A gas measuring apparatus, comprising: a cell portion that includes a space into which a sample gas containing a first isotope of carbon dioxide and a second isotope of carbon dioxide is introduced; a light source portion that emits light into the space in a wavelength band of 4.345 μm or more and 4.384 μm or less, the wavelength band including at least a first wavelength corresponding to one of absorption peak of the first isotope, a second wavelength corresponding to one of absorption peak of the second isotope, and a third wavelength corresponding to absorption peak of the first isotope or the second isotope, absorption of the first isotope at the second wavelength not corresponding to absorption peak and being lower than absorption of the second isotope; a detection portion that measures a first intensity of the light passing through the space into which the sample gas is introduced and a second intensity of the light passing through the space into which the sample gas is not introduced; and a control portion that calculates a ratio of an amount of the second isotope to an amount of the first isotope in the sample gas based on the first intensity and the second intensity, a range of wavenumber band of the light being 1 cm−1or less, and wavenumber of the light being swept in the range.
2480 | Low-temperature cooling apparatus and superconducting quantum interference device sensor module | Provided are a low-temperature cooling apparatus and a superconducting quantum interference device (SQUID) sensor module. The low-temperature cooling apparatus includes an outer container; an inner container disposed inside the outer container, the inner container including a neck portion having a first diameter and a body portion having a second diameter greater than the first diameter; an insert inserted into the neck portion of the inner container; and a plurality of SQUID sensor modules inserted into the body portion of the inner container. Each of the SQUID sensor modules is in the form of a fan-shaped pillar and is fixedly coupled with an inner bottom plate of the inner container. | 1. A low-temperature cooling apparatus comprising: an outer container; an inner container disposed inside the outer container, the inner container including a neck portion having a first diameter and a body portion having a second diameter greater than the first diameter; an insert inserted into the neck portion of the inner container; and a plurality of SQUID sensor modules inserted into the body portion of the inner container wherein each of the plurality of SQUID sensor modules is in the form of a circular-sector pillar and is fixedly coupled with an inner bottom plate of the inner container; wherein each of the plurality of SQUID sensor modules comprises: an upper sensor-coupling plate having a through-hole; a lower sensor-coupling plate including a protrusion disposed to be aligned with the through-hole; an upper printed circuit board disposed below the upper sensor-coupling plate, the upper printed circuit board having a printed circuit board through-hole aligned with the through-hole; and a SQUID sensor; wherein one end of each SQUID sensor is inserted into the through-hole and the printed circuit board through-hole; and wherein another end of each SQUID sensor has a groove that is disposed on the protrusion of the lower sensor-coupling plate.
2481 | Hydrogel network | The invention provides a hydrogel network comprising a plurality of hydrogel objects, wherein each of said hydrogel objects comprises: a hydrogel body, and an outer layer of amphipathic molecules, on at least part of the surface of the hydrogel body, wherein each of said hydrogel objects contacts another of said hydrogel objects to form an interface between the contacting hydrogel objects. A process for producing the hydrogel networks is also provided. The invention also provides an electrochemical circuit and hydrogel component for mechanical devices comprising a hydrogel network. Various uses of the hydrogel network are also described, including their use in synthetic biology and as components in electrochemical circuits and mechanical devices. | 1. A hydrogel network comprising a plurality of hydrogel objects, wherein each of said hydrogel objects comprises: (a) a hydrogel body, and (b) an outer layer of amphipathic molecules, on at least part of the surface of the hydrogel body, wherein each of said hydrogel objects contacts another of said hydrogel objects to form an interface between the hydrogel objects; wherein said plurality of hydrogel objects comprises a first hydrogel object and a second hydrogel object, wherein each of the first and second hydrogel objects comprises: (a) a hydrogel body, and (b) an outer layer of amphipathic molecules, on at least part of the surface of the hydrogel body, wherein the first hydrogel object contacts the second hydrogel object to form an interface between the first and second hydrogel objects; and the hydrogel body of the first hydrogel object is in direct contact with the hydrogel body of the second hydrogel object, at the interface between the first and second hydrogel objects.
2482 | Method and apparatus for wireless charging of a bioelectronic device implanted in a laboratory animal or in a human being | The invention relates to an apparatus for charging a remote feedable circuit bioelectronic implanted in a patient or in a laboratory animal, said apparatus comprising a composable container configured to define a closed environment suitable to receive a patient or a laboratory animal, said container comprising a plurality of composable walls made of a nonmagnetic material and connected to each other so as to define said closed environment, said container comprising at least one first winding whose axis is arranged in a first direction (Z) and at least one second winding whose axis is arranged in a second direction (Y) perpendicular to said first direction (Z). The apparatus further comprises a system for powering and driving the windings of the composable container, said system comprising a switching power driver for each winding, a plurality of phase locked loop circuits respectively connected to each switching power driver and connected to a programmable logic circuit of the powering and driving system, said programmable logic circuit being configured to perform a phase comparison, the programmable logic circuit being in turn connected to a microprocessor of the powering and driving system, said microprocessor being configured to provide driving signals to the windings for generating inside the container a rotating magnetic field. | 1. An apparatus for charging a remote feedable circuit bioelectronic implanted in a patient or in a laboratory animal, said apparatus comprising: a) a composable container configured to define a closed environment suitable to receive a patient or a laboratory animal, said container comprising a plurality of composable walls made of a nonmagnetic material and connected to each other so as to define said closed environment, said container comprising at least one first winding whose axis is arranged in a first direction (Z) and at least one second winding whose axis is arranged in a second direction (Y) perpendicular to said first direction (Z), said windings being installed in or on the walls and configured so as to: be not accessible to the patient and/or laboratory animal confined in the container, have electrical terminals accessible only from the outside of the container when it is mounted, radiate an electromagnetic field, when supplied with alternating current, towards the inside of said closed environment along said first direction (Z) and said second direction (Y); and b) a system for powering and driving the windings of the composable container, comprising: a switching power driver for each winding, a plurality of phase locked loop circuits respectively connected to each switching power driver and to a programmable logic circuit of the powering and driving system, said programmable logic circuit being configured to perform a phase comparison, the programmable logic circuit being in turn connected to a microprocessor of the powering and driving system, said microprocessor being configured to provide driving signals to the windings for generating inside the container a rotating magnetic field.
2483 | Close proximity communication device and methods | Disclosed herein are methods and systems for receiving an encoded data packet, one or more activation commands, and a communication identifier, decoding the received data packet, validating the decoded received data packet, and executing one or more routines associated with the respective one or more activation commands. | 1. A method, comprising: wirelessly receiving a data packet from a data processing unit when the data processing unit is positioned within a close proximity transmission range of a sensor unit, wherein the received data packet includes an activation command; validating the received data packet; and executing one or more routines associated with the received activation command, wherein the executed one or more routines activate electronics of the sensor unit and control the communication or processing of analyte related data.
2484 | Systems and methods for adjusting power levels on a monitoring device | A system and method is provided for health management, for performing a parameter measurement in a fluid sample, including a mobile communications device with an application adapted to perform health management for one or more health related conditions; a strip adapted to absorb a fluid sample and to produce a signal indicative of the parameter level in the sample; and a fluid testing apparatus for obtaining an analog measurement of the fluid parameter, the fluid testing apparatus including an adaptor adapted to connect the strip to the mobile communications device to thereby allow delivery of the produced signal or a correlated signal to the mobile communications device for obtaining a measurement of the fluid parameter displayed on the mobile communications device, wherein the fluid testing apparatus relies on the mobile communications device for at least one of power supply and display means, and wherein the system includes a power level adjustment means associated with the device audio jack and/or the adaptor, for providing a suitable power output to operate the fluid testing apparatus. | 1. A health management system for performing a parameter measurement in a fluid sample, comprising: a. a mobile communications device with an application to perform health management for one or more health related conditions; b. a strip adapted to absorb a fluid sample and to produce a signal indicative of the parameter level in the sample; and c. a fluid testing apparatus for obtaining an analog measurement of the fluid parameter, the fluid testing apparatus including an adaptor to connect the strip to the mobile communications device to thereby allow delivery of the produced signal or a correlated signal to the mobile communications device for obtaining a measurement of the fluid parameter displayed on the mobile communications device, wherein the fluid testing apparatus relies on the mobile communications device for at least one of power supply and display means; and wherein the system includes a power level adjustment means associated with the device audio jack, the adaptor, or a combination thereof, for providing an electrical power output to operate the fluid testing apparatus when the power level adjustment means is connected to the mobile communications device, wherein the power level adjustment means is configured to dynamically modify in real time the electrical power output from the mobile communications device.
2485 | Configure smartphone based on user sleep status | Various systems and methods for configuring a smartphone based on a user's sleep status are described herein. A compute device includes a determination module to determine a physiological state of a person and a configuration module to configure a quiet mode of the compute device based on the physiological state of the person. | 1. A compute device comprising: a determination module to determine a physiological state of a person; and a configuration module to configure a quiet mode of the compute device based on the physiological state of the person, wherein to configure the quiet mode of the compute device, the configuration module is to: determine a distance from the person to the compute device; configure an audio volume of the compute device as a function of the distance; and configure an application executing on the compute device to selectively use an audible notification when the compute device is in the quiet mode.
2486 | Optical resonator | The optical resonator as intends to generate coherent X-ray by irradiation of polarized laser interference fringes with electron beam has been unknown. The present invention provides an optical resonator that is capable of preparing polarization laser, polarization X-ray and coherent X-ray. The optical resonator is characterized by comprising an optical resonator that is capable of circulating two or more polarization lasers and irradiation of the polarization lasers with electron beam introduced by an electron beam feed port which is inserted in the intersection of laser paths inside the optical resonator. | 1. An optical resonator comprising an optical system that includes: two or more independent laser paths extensive to propagate therealong two or more independent laser beams, separately and respectively; an intersection of at least some of the two or more independent laser paths at which at least some of the two or more independent laser beams intersect together; and windows provided at both ends of a respective straight segment of each independent laser path, the windows being arranged with optical components each designed to introduce in the optical system, exit from the optical system or reflect in the optical system one of the two or more independent laser beams.
2487 | EUV LPP source with dose control and laser stabilization using variable width laser pulses | A method and apparatus for control of a dose of extreme ultraviolet (EUV) radiation generated by a laser produced plasma (LPP) EUV light source. Each laser pulse is modulated to be of a width that is determined to be sufficient to allow for extraction of a suitable uniform amount of energy in the laser source gain medium; in some embodiments the suitable uniform amount of energy to be extracted may be selected to avoid self-lasing. The EUV energy created by each pulse is measured and total EUV energy created by the fired pulses determined, and a desired energy for the next pulse is determined based upon whether the total EUV energy is greater or less than a desired average EUV energy times the number of pulses. The energy of the next pulse is modulated, either by modulating its magnitude or by modulating the amplification of the pulse by one or more amplifiers, but without decreasing the determined width of the laser pulse. | 1. A method for controlling a dose of extreme ultraviolet (EUV) radiation generated by a laser produced plasma (LPP) EUV light source, the EUV LPP light source creating EUV energy by firing source laser pulses, a laser pulse having a pulse width corresponding to a nominal amount of laser energy in the pulse, and capable of hitting droplets of target material with a laser pulse, comprising: determining, by a controller, the width of a laser pulse necessary to extract a suitable uniform amount of energy with each pulse from a source laser; receiving, by the controller, a selected EUV dose target and a number of laser pulses over which the dose target is to be achieved; determining, by the controller, a desired average EUV energy per laser pulse to be generated in order to achieve the dose target over the number of laser pulses; causing, by the controller, the light source to fire a laser pulse to hit a droplet; causing, by the controller, an actuator to modulate the width of the laser pulse to the necessary width; measuring, by a sensor, the EUV energy created by the laser pulse hitting the droplet; adding, by the controller, the measured EUV energy to a running total of the EUV energy generated by laser pulses that have been fired; determining, by the controller, a difference between the running total of the EUV dose and the desired average EUV energy per laser pulse times the number of laser pulses fired and, from the determined difference, a desired EUV energy to be generated by a next laser pulse; causing, by the controller, the actuator to modulate the pulse energy of the next laser pulse to the suitable pulse energy; and causing, by the controller, the light source to fire the next laser pulse to hit a subsequent droplet.
2488 | Optical isolation module | An optical source for a photolithography tool includes a source configured to emit a first beam of light and a second beam of light, the first beam of light having a first wavelength, and the second beam of light having a second wavelength, the first and second wavelengths being different; an amplifier configured to amplify the first beam of light and the second beam of light to produce, respectively, a first amplified light beam and a second amplified light beam; and an optical isolator between the source and the amplifier, the optical isolator including: a plurality of dichroic optical elements, and an optical modulator between two of the dichroic optical elements. | 1. An extreme ultraviolet (EUV) optical source comprising: a light-generation module comprising a first optical source configured to emit a first beam of light, and a second optical source configured to emit a second beam of light, the first beam of light having a first wavelength, and the second beam of light having a second wavelength, the first and second wavelengths being different; an optical amplifier comprising a gain medium, the gain medium of the optical amplifier configured to amplify the first beam of light and the second beam of light to produce, respectively, a first amplified light beam and a second amplified light beam, wherein the first amplified light beam has an energy sufficient to deform target material in a target material droplet into a modified target, the modified target comprising target material in a geometric distribution that is different than a distribution of the target material in the target material droplet, the target material comprising material that emits EUV light when in a plasma state, and the second amplified light beam has an energy sufficient to convert at least some of the target material in the modified target to the plasma that emits EUV light; and an optical isolator between the light-generation module and the optical amplifier, the optical isolator comprising: a plurality of dichroic optical elements, the plurality of dichroic optical elements comprising a first dichroic optical element positioned to receive the first light beam and the second light beam from the light-generation module, and a second dichroic optical element positioned to direct the first light beam and the second light beam toward the optical amplifier, a plurality of optical elements on a first beam path between the first dichroic optical element and the second dichroic optical element, the optical elements positioned to interact with light reflected from one or more of the first dichroic optical element and the second dichroic optical element, and an optical modulator on the first beam path between the first dichroic optical element and the second dichroic optical element.
2489 | Personalized nutritional and wellness assistant | The invention pertains to the establishment, implementation and management of a personalized information system pertinent to a user's general health, wellness and/or sport performance. Disclosed is a system capable of transcutaneous measurement of a subject including at least one light source, at least one light detector, and at least one component for generating or storing at least one value of VC02 or at least one value of V02 from the detected signal. Further, disclosed is a portable device for analyzing the composition of the respired gasses of a subject including at least one air flow conduit through which the subject can inspire or expire air through the body of the device, at least one sampling portal, an oxygen sensor, and at least one flow sensor. A dual-battery system is also provided by which an uninterrupted power supply can be provided for electronic components. | 1. A system capable of transcutaneous measurement of a subject, wherein the system comprises: (a) at least one light source for shining light onto or through tissues of and under skin of the subject; (b) at least one light detector for receiving light reflected from the tissues of the subject'ss skin or from the tissues underlying the subject'ss skin and converting the reflected light into a detected signal; and (c) at least one component adapted to generate and store at least one value for each of VCO2 and VO2 from the detected signal, wherein VO2 corresponds to an instantaneous rate of oxygen consumption of the subject and wherein VCO2 corresponds to an instantaneous rate of carbon dioxide production by the subject, wherein the at least one component is further adapted to continuously calculate a real-time respiratory quotient of the subject from real-time values of VCO2 and VO2 and to use the real-time respiratory quotient to determine a real-time energy uptake of the subject.
2490 | Mobile wireless appliance | A wireless system for a person includes a wearable appliance with an accelerometer; a wireless device in communication with the wearable appliance; and a remote computer coupled to the wireless device to provide information to an authorized remote user. | 1. A wearable appliance comprising: a processor; an accelerometer in communication with the processor to capture movement data; a microphone in communication with the processor to receive audio input; a speaker in communication with the processor to output audio; a heart rate sensor in communication with the processor to capture heart rate data; a transceiver in communication with the processor to transmit and receive data via a wireless network, the transceiver further in communication with a plurality of wireless nodes forming a mesh network, wherein at least one of the plurality of wireless network nodes comprises a home security device; and a display in communication with the processor to display at least: (i) information associated with the heart rate data; and (ii) information associated with data received by the transceiver.
2491 | Device and method for opening an airway | A device and a method for creating and/or maintaining an obstruction free upper respiratory passages. The device is configured to fit under the chin of a subject adjacent to the subject's neck at an external location corresponding approximately with the subject's internal soft tissue associated with the neck's anterior triangle. The device is capable of exerting negative pressure on the surface of a subject's neck, displacing the soft tissue forward and enlarging the airway. | 1. An apparatus for alleviating obstruction of an airway, comprising: a therapy appliance comprising a peripheral surface configured to mate with and thereby enclose an external area of the throat overlying the upper respiratory passage, whereby, when mated, said therapy appliance provides a space-filled chamber lying between the inner surface of the therapy appliance and the throat having an enclosed volume of between 0.5 and 12 in3, wherein said peripheral surface is configured to provide a pressure along the contact surface with the user'ss skin of 60 mm Hg or less at a partial vacuum level within said enclosed volume of between about 7.6 cm to about 61 cm of water; an air pump operably connected to the chamber and configured to maintain a partial vacuum within said chamber; and a vacuum control module comprising a microcontroller operatively coupled to a vacuum or pressure sensor and motor control circuitry which controls the air pump on/off cycles and/or speed to maintain the partial vacuum level, wherein the air pump, driving motor, vacuum control module, and a battery providing power to the driving motor and vacuum control module are wearably supported by the therapy appliance, thereby providing an ambulatory therapy apparatus.
2492 | Device for treatment of depression, anxiety and pain | A device ( 100 ) for the treatment of depression, anxiety and pain, the device comprising: a plurality of adjacent dots ( 11 ) or other shapes, each comprising means for providing a signal being sensible by a touch sense, the signal comprising mechanical signal and/or electrical signal and/or temperature signal and/or magnetic signal; and a controller ( 32 ) for executing each of the means independently, for providing pre-programmed shapes ( 30, 40, 40 A, 40 B, 42, 46, 48, 50, 52, 54 ) being sensible by the touch sense, thereby allowing treating the depression, anxiety and pain by generating to the brain, signals resembling the pre-programmed shapes ( 30, 40, 40 A, 40 B, 42, 46, 48, 50, 52, 54 ) through the signals being sensible by the touch sense. | 1. A device for treatment of depression, anxiety and pain, the device comprising: a plurality of adjacent dots each being a physical stimulus object, wherein said plurality of adjacent dots is adapted to be placed externally to a human body and comprises at least one group of shiftable and retractable pins arranged in a matrix form, each of said pins being perpendicular to a surface on which said pins are disposed, each of said plurality of adjacent dots comprising means for providing a physical stimulation pulse/signal being sensible by a touch sense, said pulse/signal being selected from a group consisting of: a mechanical signal, an electrical signal, a temperature signal, a magnetic signal; and a controller for executing each of said means independently, for providing pre-programmed spatial shapes produced and cancelled repeatedly, for being sensed by the touch sense, wherein said controller is adapted for controlling the operation of shifting and retracting each of said pins individually, wherein said device further comprises a computerized mechanism for instructing said controller to shift/retract each of said pins individually, according to a script, being a group of timed instructions represented as commands, wherein each command of said script defines a presentation of said pulse/signal, said presentation being selected from a group consisting of: an intensity, a duration, a rhythm, and a cycle, thereby generating the physical stimulation pulse/signal to the human body, according to said script; thereby allowing treating the depression, anxiety and pain by forwarding to a brain, said physical stimulation pulses/signals resembling said pre-programmed spatial shapes.
2493 | Inductively rechargeable external energy source, charger, system and method for a transcutaneous inductive charger for an implantable medical device | A mechanism for transferring energy from an external power source to an implantable medical device is disclosed. A sensor may be used to measure a parameter that correlates to a temperature of the system that occurs during the transcutaneous coupling of energy. For example, the sensor may measure temperature of a surface of an antenna of the external power source. The measured parameter may then be compared to a programmable limit. A control circuit such as may be provided by the external power source may then control the temperature based on the comparison. The programmable limit may be, for example, under software control so that the temperature occurring during transcutaneous coupling of energy may be modified to fit then-current circumstances. | 1. A medical system, comprising: an implantable medical device; an external charging device configured to transcutaneously transfer energy to the implantable medical device comprising; a sensor configured to measure a temperature indicative of heat resulting from the transcutaneous transfer of energy to the implantable medical device; a control circuit configured to compare the measured temperature to a programmable limit and to control the transfer of energy based on the comparison; and a memory configured to store the programmable limit.
2494 | Harmonious scale instrument | The present invention relates to a musical instrument for producing a harmonious scale of musical notes. The instrument includes nine separate sound actuators each of which is configured to cause the musical instrument to generate a different frequency selected from the group of frequencies comprising 174 Hz, 285 Hz, 396 Hz, 417 Hz, 528 Hz, 639 Hz, 741 Hz, 852 Hz and 963 Hz, the musical instrument being configured such that physically manipulating the sound actuators causes the musical instrument to generate the frequency corresponding to the sound actuator manipulated. The invention is also directed at a system for—writing music to be played with a musical instrument incorporating the harmonious scale of musical notes as described above. The notation system includes a staff of five parallel and horizontal lines separated by four spaces, the first line indicating a first note of 174 Hz, the space immediately above the first line indicating a second note of 285 Hz, the second line indicating a third note of 396 Hz, the space immediately above the second line indicating a fourth note of 417 Hz, the third line indicating a fifth note of 528 Hz, the space immediately above the third line indicating a sixth note of 639 Hz, the fourth line indicating a seventh note of 741 Hz, the space immediately above the fourth line indicating an eighth of 852 Hz and the fifth line, indicating a ninth note of 963 Hz. | 1. A method for treating a disorder in a subject comprising exposing the subject to nine atonal sound frequencies, said nine atonal sound frequencies selected from the group consisting of: 174 Hz, 285 Hz, 396 Hz, 417 Hz, 528 Hz, 639 Hz, 741 Hz, 852 Hz and 963 Hz, the nine atonal sound frequencies produced by an acoustic musical instrument, wherein the acoustic musical instrument comprises a sound board having exactly nine separate sound actuators each of which configured to cause the musical instrument to generate each one of the nine atonal sound frequencies, the musical instrument being configured such that physically manipulating the sound actuators causes the musical instrument to generate the sound frequency corresponding to the sound actuator being manipulated, and wherein the disorder is selected from the group consisting of pain, stress, anxiety, learning, epilepsy and depression, wherein the acoustic musical instrument is a keyboard instrument having strings or a stringed instrument.
2495 | Punctual stimulation device | The invention relates to a device for the punctual stimulation of endings, located in the region of the ears, of nerves leading to brain stem nuclei, and device ( 1 ) having a battery-powered therapeutic current generator ( 3 ), which is arranged in a housing ( 2 ) to be worn in the ear region and is provided with an electronic circuit that forms a low-frequency therapeutic current, and said device also having at least one flexible line ( 5 ) proceeding from the therapeutic current generator ( 3 ) for connecting to an electrode to be positioned at a nerve ending and having a base electrode ( 7 ), which is likewise connected to the therapeutic current generator and by means of which the therapeutic circuit leading across the former electrode is closed, wherein the device ( 1 ), at least by means of an external part of said device ( 1 ), can be adapted to the shape of the body point of patient intended for the positioning of the device due to a mechanically pliable structure. | 1. A device for point stimulation of endings of nerves that are in region of the ears and that lead to brain stem nuclei, comprising: an external part of the device having a housing that has a size that fits in a skin region of a patient'ss ear, a battery-powered therapeutic current generator that is arranged within said housing, a base electrode comprising a connection to the therapeutic current generator, said battery-powered therapeutic current generator comprising: an electronic circuit that forms a low-frequency therapeutic current, at least one flexible cord proceeding from the therapeutic current generator and adapted to connect to an electrode configured to be positioned on one or more of said nerve endings, and wherein, via said base electrode, the therapeutic current circuit leading across the electrode configured to be positioned on one or more of said nerve endings is closed, wherein the base electrode and/or the housing are mechanically pliable structure(s), wherein due to the mechanically pliable structure(s), the device, or at least an exterior portion of this device, is configured to be adapted to the shape of a body surface in the skin region of the patient'ss ear.
2496 | Microstructured polymer devices | A method of manufacturing a device with a planar electrode structure, the method comprising: (a) forming a microfluidic channel on a substrate; (b) applying a primer layer to at least part of the microfluidic channel, (c) applying a conductive liquid to the microfluidic channel, the conductive liquid comprising electrically conductive particles dispersed in a carrier medium, the carrier medium including a solvent; (d) allowing the conductive liquid to flow throughout the microfluidic channel by capillary action to form the planar electrode structure; and (e) evaporating the solvent from the carrier medium, is described. Devices obtainable using the method and their applications are also described. | 1. A method of manufacturing a device with a recessed electrode structure, the method comprising: providing a substrate with a microfluidic channel structure shaped to match the electrode structure; applying a primer layer to the microfluidic channel structure, thereby forming a primed microfluidic channel structure; spreading a conductive liquid to the primed microfluidic channel structure, the conductive liquid comprising a carrier medium, and the carrier medium comprising a solvent in which electrically conductive particles are dispersed; distributing the conductive liquid throughout the microfluidic channel structure by capillary action; and absorbing the solvent at least partially by the primer layer; and evaporating remaining solvent from the carrier medium to allow the electrically conductive particles to form the recessed electrode structure.
2497 | EUV light source for a lighting device of a microlithographic projection exposure apparatus | An EUV light source for an illumination device of a microlithographic proj ection exposure apparatus, includes an electron source for generating an electron beam, an accelerator unit for accelerating the electron beam, and an undulator arrangement for generating EUV light by deflecting the electron beam. The undulator arrangement includes a first undulator for generating EUV light having a first polarization state and at least one second undulator for generating EUV light having a second polarization state different than the first polarization state. The second undulator is downstream of the first undulator along the direction of propagation of the electron beam. The undulator arrangement is configured so that it has a first operating mode, in which the first undulator is in saturation with regard to the generation of EUV light, and at least one second operating mode, in which the first undulator is not in saturation with regard to the generation of EUV light. | 1. An EUV light source, comprising: an electron source configured to generate an electron beam; an accelerator unit configured to accelerate the electron beam; and an undulator arrangement configured to generate EUV light via deflection the electron beam, the undulator arrangement comprising: a first undulator configured to generate EUV light having a first polarization state; and a second undulator configured to generate EUV light having a second polarization state which is different from the first polarization state, wherein: the second undulator is downstream of the first undulator along a direction of propagation of the electron beam; and the undulator arrangement is configured so that: in a first operating mode, the first undulator is in saturation with respect to the generation of EUV light; and in a second operating mode different from the first operating mode, the first undulator is not in saturation with respect to the generation of EUV light.
2498 | Augmented reality personal assistant apparatus | Various embodiments of an intelligent augmented reality personal assistant apparatus integrated (or co-packaged) with an eye motion sensor, a microprocessor or an intelligent microprocessor and an intelligent rendering algorithm are disclosed. Such an augmented reality personal assistant apparatus can interpret/analyze/learn activities, communication or contextual information of a user and recommend relevant and useful information to the user. | 1. A subsystem, as an augmented reality personal assistant comprising: (a) a first sensor, wherein the first sensor is an eye motion sensor; (b) a camera sensor; (c) a decoder; (d) a display and a projector, wherein one or more pixels or three-dimensional (3-D) pixels of the display are integrated with a second sensor; and wherein the first sensor is electrically coupled with the camera sensor, wherein the camera sensor is electrically coupled with the decoder, wherein the decoder is electrically coupled with the display or the projector, wherein the first sensor is determining an item or a person that a user is looking at within the user'ss field of view, wherein the decoder is converting the camera sensor'ss reading of the item or the person targeted by the first sensor in the user'ss field of view into a text or a picture image or a video image, wherein the text or the picture image or the video image, converted by the decoder is either viewed on the display or projected by the projector on a surface, (e) a first microprocessor, wherein the first microprocessor comprises memristors, wherein the first microprocessor further electrically couples with a first non-transitory local data storage media of the subsystem, as the augmented reality personal assistant storing a system operating algorithm, wherein the memristors are arranged in two-dimension (2-D) or in three-dimension (3-D), wherein the first microprocessor is electrically coupled with the first sensor, the camera sensor, the decoder, the display and the projector, wherein the subsystem, as the augmented reality personal assistant and a portable Internet appliance are electrically or wirelessly coupled with a cloud based server or a cloud based data storage media, wherein the portable internet appliance comprises: a second microprocessor or a neural microprocessor, wherein the second microprocessor or the neural processor electrically couples with a second non-transitory local data storage media of the portable internet appliance storing an intelligent rendering algorithm.
2499 | Resonant power transfer systems with protective algorithm | Systems for tuning a wireless power transfer system are provided, which may include any number of features. In one embodiment, a TET system includes a receive resonator is adapted to be implanted in a human patient and is configured to receive wireless power from a transmit resonator. The system can include a controller configured to identify if a foreign object is interfering with the transmission of power or generating an induced voltage in the receive resonator. The controller can also be configured to control the transmit resonator to phase match with the foreign object. Methods of use are also provided. | 1. A method of protecting a wireless power transfer system from interference by an object that is foreign to the wireless power transfer system, comprising the steps of: transmitting wireless power from a transmit resonator to a receive resonator implanted in a human patient; detecting, by the receive resonator, the object that is interfering with the transmission of power or generating an induced voltage in the receive resonator; and controlling the transmit resonator to phase match with the object.
2500 | System and method for automated detection of battery insert | A rechargeable power cell having no voltage across its positive and negative power terminals unless the power cell is inserted into a device configured to accept the power cell is described. The power cell includes a battery management processor and battery insertion detection circuitry that cooperate to determine when the power cell is inserted into the device and then drive an electronic switch to provide for conduction of current from the power cell to the positive terminal of the cell. | 1. A battery connection detection circuit disposed within a battery having connectors for connecting the battery to an equipment to be powered by the battery, for isolating the battery from the battery connectors to prevent a voltage across the connectors when the battery is not connected to the equipment, comprising: a first reference voltage source and a second reference voltage source; a detection line driven high by the first reference voltage source; a comparison circuit for battery connection detection for comparing a signal from the second voltage source to a signal on the detection line, wherein an output for the comparison circuit goes low when the signal on the detection line goes low; a polarity independent voltage limiting circuit connected between the detection line and the comparison circuit; and a switch controlled by the comparison circuit for isolating the battery from the battery connectors to prevent a voltage across the connectors when the battery is not connected to the equipment, the switch has a low internal resistance.
2501 | Method and apparatus that facilitates a wearable identity manager | Various aspects directed towards a wearable identity manager system are disclosed. In a first aspect, an association status between a user and a wearable identity manager device is ascertained based on whether the wearable identity manager device is worn by the user, and motion data associated with a movement of the wearable identity manager device is monitored. Authentication data, which includes the motion data, is then transmitted based on the association status. In another aspect, an association status between a user and a wearable identity manager device is again determined based on whether the wearable identity manager device is worn by the user. Here, however, the wearable identity manager device is paired with a pairing device, and authentication data is transmitted to the pairing device based on the association status to facilitate a user authentication via the pairing device. | 1. A wearable identity manager device, comprising: a memory; and a processor communicatively coupled to the memory, the processor configured to: determine an association status between a user and the wearable identity manager device based in part on whether the wearable identity manager device is worn; pair the wearable identity manager device with a pairing device, wherein the pairing device is configured as a relay device between the wearable identity manager device and an external device based on whether the wearable identity manager device is continuously worn, and wherein the wearable identity manager device is configured to unpair from the pairing device in response to a discontinuity of the wearable identity manager device being worn; and transmit authentication data from the wearable identity manager device to the external device via the pairing device based on whether the wearable identity manager device is worn, wherein the authentication data is data used to determine a user authentication.
2502 | Extreme ultraviolet light source device | An extreme ultraviolet light source device that can stably and efficiently provide EUV emission. The EUV light source device includes a first laser source that irradiates a high-temperature plasma raw material with a laser beam, and a second laser source that, after the high-temperature plasma raw material is irradiated with the laser beam and before effective extreme ultraviolet light is emitted, irradiates the raw material in that region which is irradiated with the laser beam, with a second laser beam. The EUV light source device also includes a return light blocking unit that prevents return light of the laser beam, which is emitted from the first laser source, from reaching a light emission opening of the second laser source. | 1. An extreme ultraviolet light source device configured to emit extreme ultraviolet light, comprising: a first energy beam emitting unit configured to emit a first energy beam to a raw material, the raw material being able to emit the extreme ultraviolet light; a second energy beam emitting unit configured to emit a second energy beam to the raw material in an area, which is irradiated with the first energy beam, after the first energy beam emitting unit emits the first energy beam to the raw material unit and before effective extreme ultraviolet light is emitted from the raw material, thereby causing the raw material to emit the extreme ultraviolet light; an optical axis synthesizing unit configured to synthesize an optical axis of the first energy beam, which is emitted from the first energy beam emitting unit, and an optical axis of the second energy beam, which is emitted from the second energy beam emitting unit, to substantially a same axis; a half wave plate located on an optical path of the second laser beam between the second energy beam emitting unit and the optical axis synthesizing unit; and a return light blocking unit configured to block return light of the first energy beam, which is emitted from the first energy beam emitting unit, from arriving at a light exit of the second energy beam emitting unit, the return light blocking unit being located between the second energy beam emitting unit and the half wave plate.
2503 | Method and system for monitoring a transducer array in an ultrasound system | Methods and systems for monitoring a transducer array in an ultrasound probe are provided. One method includes acquiring ultrasound data using an ultrasound probe during an imaging mode of operation, wherein the ultrasound data includes echo information. The method further includes comparing the echo information from a plurality of transducer elements of a transducer array of the ultrasound probe during the imaging mode of operation, wherein the echo information is non-beamformed signal data. The method also includes determining non-uniformity information for the transducer array using the compared echo information during the imaging mode of operation. | 1. A method for monitoring a transducer array of an ultrasound probe, the method comprising: acquiring ultrasound data using an ultrasound probe when scanning patient tissue during an imaging mode of operation, the ultrasound data including echo information signals acquired when scanning the patient tissue ; utilizing one or more processors to comparing compare the echo information signals from a plurality of transducer elements of a transducer array of the ultrasound probe during the imaging mode of operation, the echo information signals being non-beamformed signal data; and determining determine non-uniformity information for the transducer array using the compared echo information signals during the imaging mode of operation.
2504 | Wireless patient monitoring system and method | A patient monitoring system includes at least two wireless sensing devices, each configured to measure a different physiological parameter from a patient and wirelessly transmit a parameter dataset. The system further includes a receiver that receives each parameter dataset, a processor, and a monitoring regulation module executable on the processor to assign one of the at least two wireless sensing devices as a dominant wireless sensing device and at least one of the remaining wireless sensing devices as a subordinate wireless sensing device. The physiological parameter measured by the dominant wireless sensing device is a key parameter and the parameter dataset transmitted by the dominant wireless sensing device is a key parameter dataset. The key parameter dataset from the dominant wireless sensing device is processed to determine a stability indicator. The subordinate wireless sensing device is then operated based on the stability indicator for the key parameter. | 1. A patient monitoring system comprising: at least two wireless sensing devices, each wireless sensing device configured to measure a different physiological parameter from a patient and wirelessly transmit a parameter dataset; a receiver that receives each parameter dataset from each of the at least two wireless sensing devices; a processor; a monitoring regulation module executable on the processor to: assign one of the at least two wireless sensing devices as a dominant wireless sensing device and at least one of the remaining wireless sensing devices as a subordinate wireless sensing device, wherein the physiological parameter measured by the dominant wireless sensing device is a key parameter and the parameter dataset transmitted by the dominant wireless sensing device is a key parameter dataset; determine a stability indicator for the key parameter based on the key parameter dataset from the dominant wireless sensing device; and selectively operate the subordinate wireless sensing device based on the stability indicator for the key parameter, wherein at least one of the subordinate wireless sensing devices is turned off when the stability indicator is within a predetermined range, such that the subordinate wireless sensing device no longer measures any physiological parameter from the patient or transmits any parameter dataset.
2505 | Cardiopulmonary resuscitation compression force indicator | A cardiopulmonary resuscitation (CPR) compression force indicator includes circuitry ( 20, 26, 28, 30 ) for monitoring a patient's transthoracic impedance while the patient is being given CPR and generating a corresponding impedance signal, circuitry ( 32, 34, 36 ) for processing the impedance signal to provide an ongoing measurement of cardiac hemodynamic output, a microprocessor ( 24 ) for determining if the measurement falls outside pre-set limits, and indicator(s) ( 38 ) for indicating such determination externally to the person giving the CPR. | 1. A cardiopulmonary resuscitation compression force device, comprising: a processor configured to perform operations comprising: receiving, via a pair of electrodes configured to be in contact with a patient, a transthoracic impedance measurement of the patient; computing a first derivative of the transthoracic impedance measurement, to yield an impedance cardiogram; identifying, within the impedance cardiogram, a peak voltage; comparing the peak voltage to an upper threshold voltage, to yield a first comparison, wherein when the peak voltage exceeds the upper threshold voltage, the first comparison indicates a compression force is excessive; comparing the peak voltage to a lower threshold voltage, to yield a second comparison, wherein when the peak voltage is below the lower threshold voltage, the second comparison indicates the compression force is inadequate; determining based on both the first comparison and the second comparison, how much force to apply in subsequent cardiopulmonary resuscitation to yield a determination; and outputting, based on the determination, instructions; and an indicator, wherein the indicator receives the instructions from the processor and issues a notification to a user, wherein the notification indicates to the user that a force applied in subsequent cardiopulmonary resuscitation should be maintained or adjusted.
2506 | Pulse oximetry devices and systems and methods of making the same | An array of emitters includes a device substrate having first and second sides, a thermally and electrically conductive layer disposed on the first side of the device substrate, and an interconnect layer disposed on a first plurality of portions of the second side of the device substrate. The array of the emitters further includes a plurality of emitters disposed in a second plurality of portions of the device substrate, where the plurality of emitters is electrically coupled to the thermally and electrically conductive layer. Also, the array of the emitters includes a plurality of wirebond contacts configured to electrically couple a portion of the interconnect layer to a corresponding emitter of the plurality of emitters, and a plurality of encapsulations, where one or more encapsulations of the plurality of encapsulations are disposed on at least a portion of a corresponding wirebond contact of the plurality of wirebond contacts. | 1. A pulse oximetry system, comprising: a pulse oximetry device comprising: a device substrate having a first side and a second side; a thermally and electrically conductive layer disposed on the first side of the device substrate; an interconnect layer disposed on the second side of the device substrate; a plurality of arrays of emitters disposed on the second side of the device substrate, wherein the plurality of arrays of the emitters is electrically coupled to the thermally and electrically conductive layer; a plurality of detectors disposed on the second side of the device substrate and configured to detect emission signals from one or more emitters of the plurality of arrays of the emitters; a plurality of wirebond contacts configured to electrically couple a portion of the interconnect layer to a corresponding emitter of the plurality of arrays of the emitters; and a processor configured to process the detected emission signals.
2507 | Burnout symptoms detection and prediction | A method for detecting and presenting burnout symptoms associated with users is provided. The method may include receiving a plurality of predictor rules for monitoring and detecting a plurality of burnout indicators. The method may further include monitoring and receiving the plurality of burnout indicators. Additionally, the method may include storing the monitored and received plurality of burnout indicators. The method may also include detecting a plurality of burnout events associated with the stored monitored and received plurality of burnout indicators. The method may further include determining the plurality of burnout symptoms based on the detected plurality of burnout events. The method may also include determining at least one aggregate score based on the determined plurality of burnout symptoms. The method may further include presenting at least one alert and at least one recommendation based on the determined plurality of burnout symptoms and the determined at least one aggregate score. | 1. A method for detecting and presenting a plurality of burnout symptoms associated with at least one user, the method comprising: receiving a plurality of predictor rules for monitoring and detecting a plurality of burnout indicators; monitoring and receiving the plurality of burnout indicators; storing the monitored and received plurality of burnout indicators; detecting a plurality of burnout events associated with the stored monitored and received plurality of burnout indicators; determining the plurality of burnout symptoms based on the detected plurality of burnout events; determining at least one aggregate score based on the determined plurality of burnout symptoms; and presenting at least one alert and at least one recommendation based on the determined plurality of burnout symptoms and the determined at least one aggregate score.
2508 | Home medication manager | A portable self medication management system and method of provided. For example, the system may include a removable tote and docking station. The removable tote including a plurality of receptacles, communicating section for transferring data to and from a docking station and a power reception station for receiving power from the docking station. The docking station including a scanner, a display screen, a controller, a storage device, communicating sections for transmitting data to the removable tote and other external devices and a power transmitting section for transferring power to the removable tote. | 1. A self medication management apparatus comprising: a removable tote comprising a plurality of receptacles, where each receptacle has at least a sensor and an associated visual indicator, wherein said plurality of receptacles are capable of housing individual unaltered medication containers, and wherein said removable tote further comprises a continuous bottom external surface interspersed between a bottom surface of the unaltered medication containers and a top surface of a docking station; said docking station comprising: a power supply; a storage device; and a processor comprising hardware configured to: acquire medication information from an unaltered medication container holding a medication, the medication information comprising at least an administration time; determine whether the medication information exists in a first database residing on the storage device; if the medication information does not exist in the first database, associate the medication information with location information identifying a receptacle of said plurality of receptacles and store the medication information and the location information in the first database; indicate, using the visual indicator corresponding to the associated receptacle of said plurality of receptacles and the location information, placement of the unaltered medication container in the associated receptacle; notify a user to administer the medication held in the unaltered medication container based on the administration time; detect retrieval of an incorrect unaltered medication container from the plurality of receptacles, and issue a warning of the detection; and provide instructions for administering the medication, wherein the instructions are based on the medication information.
2509 | Rechargeable-battery implantable medical device having a primary battery active during a rechargeable-battery undervoltage condition | A rechargeable-battery Implantable Medical Device (IMD) is disclosed including a primary battery which can be used as a back up to power critical loads in the IMD when the rechargeable battery is undervoltage and other non-critical loads are thus decoupled from the rechargeable battery. A rechargeable battery undervoltage detector provides at least one rechargeable battery undervoltage control signal to a power supply selector, which is used to set the power supply for the critical loads either to the rechargeable battery voltage when the rechargeable battery is not undervoltage, or to the primary battery voltage when the rechargeable battery is undervoltage. Circuitry for detecting the rechargeable battery undervoltage condition may be included as part of the critical loads, and so the undervoltage control signal(s) is reliably generated in a manner to additionally decouple the rechargeable battery from the load to prevent further rechargeable battery depletion. | 1. An implantable medical device, comprising: a first battery for providing a first battery voltage; a second battery for providing a second battery voltage; a first load powered only by the first battery voltage; a second load powered by a power supply voltage; and a power supply selector configured to set the power supply voltage to the first battery voltage or the second battery voltage in accordance with at least the first battery voltage.
2510 | Medical equipment servicing | Systems and techniques for receiving status updates from multiple automated external defibrillators, receiving, from a user, a request to access status information, and sending, to the user, summary level status information for at least some of the multiple automated external defibrillators, the summary level status information being grouped based on a measure of geographic proximity of the multiple automated external defibrillators. | 1. A system comprising: a database comprising device identifiers and status information associated with a plurality of external defibrillators; and a computer located remotely from the plurality of external defibrillators and configured to be communicatively coupled to the plurality of external defibrillators and to: receive status information updates from the plurality of external defibrillators; update the status information with the status information updates; receive from a requestor a request to access the status information; authenticate the requestor in response to the request; based on the authentication of the requestor, determine, from amongst the plurality of external defibrillators identified in the database, a set of external defibrillators associated with the requestor; and send the status information for the determined set of external defibrillators to at least one remote user interface associated with the requestor, wherein the status information comprises at least one of a self-test result, a date of last servicing, and a status of a component, of one or more of the plurality of external defibrillators, wherein the self-test result indicates whether the one or more of the plurality of external defibrillators failed the self-test, and wherein the self-test result indicates whether the one or more of the plurality of external defibrillators passed the self-test.
2511 | Operation of an electrically motorized vehicle | A system, method, and device for operations of an electrically motorized vehicle. The vehicle can utilize an electrically motorized wheel to convert a non-motorized wheeled vehicle to an electrically motorized wheeled vehicle. A method of controlling the device of the electrically motorized wheel includes detecting a temperature of an electric motor of the electrically motorized wheel and controlling operation of the electric motor to maintain the detected temperature within a desired range. | 1. A method of controlling a motorized human-powered vehicle, the method comprising: detecting a temperature of a drive motor operable to propel the motorized human-powered vehicle, a battery system, or an electronic board within the motorized human-powered vehicle; and controlling, using a control unit of the motorized human-powered vehicle, a power output from the battery system to the drive motor to maintain the detected temperature below a respective predetermined maximum operational temperature limit for the drive motor, the battery system, or the electronic board within the motorized human-powered vehicle.
2512 | Fabrication and application of nanofiber ribbons and sheets and twisted and non-twisted nanofiber yarns | A nanofiber forest on a substrate can be patterned to produce a patterned assembly of nanofibers that can be drawn to form nanofiber sheets, ribbons, or yarns. | 1. A process for producing a nanofiber sheet, ribbon, or yarn, the process comprising: (a) synthesizing a nanofiber forest on a substrate, wherein the nanofiber forest comprises a substantially parallel array of nanofibers; (b) patterning the array of nanofibers to produce a patterned assembly of nanofibers by patterned deposition of a catalyst on the substrate, cutting patterns in the nanofiber forest, or combinations thereof, wherein the patterned assembly of nanofibers comprises neighboring strips of nanofiber forests that are parallel and separated by regions defined by at least one of: (i) substantially no nanofibers; (ii) nanofibers of different type; (iii) nanofibers of a different height (iv) nanofibers on a different coating; (v) nanofibers of a different chemical treatment and (vi) combinations thereof; and (c) drawing said nanofibers from the nanofiber forest to form a primary assembly that is the nanofiber sheet, ribbon, or yarn.
2513 | Garments having stretchable and conductive ink | Methods of forming garments having one or more stretchable conductive ink patterns. Described herein are method of making garments (including compression garments) having one or more highly stretchable conductive ink pattern formed of a composite of an insulative adhesive, a conductive ink, and an intermediate gradient zone between the adhesive and conductive ink. The conductive ink typically includes between about 40-60% conductive particles, between about 30-50% binder; between about 3-7% solvent; and between about 3-7% thickener. The stretchable conductive ink patterns may be stretched more than twice their length without breaking or rupturing. | 1. A wearable electronics device, the device comprising: a garment comprising a fabric; and at least one conductive ink pattern on the garment, wherein the conductive ink pattern comprises: a layer of conductive ink having: between about 40-60% conductive particles, between about 30-50% binder; between about 3-7% solvent; and between about 3-7% thickener; a layer of an elastic adhesive on the garment; and a gradient region between the conductive ink and the adhesive having a thickness of greater than about 10 μm, the gradient region comprising a nonhomogeneous mixture of the conductive ink and the adhesive wherein the concentration of conductive ink decreases from a region closer to the layer of conductive ink to the layer of elastic adhesive.
2514 | Portable device and method of controlling therefor | A method of controlling a portable device according to one embodiment of the present specification may include the steps of displaying a first application including a first object and a second object, receiving a first triggering signal indicating that a front direction of the foot wearable device corresponds to a first direction from the foot wearable device, detecting a front direction of the portable device corresponding to a second direction, displaying the first object based on the first direction and displaying the second object based on the second direction. | 1. A portable device, comprising: a display unit configured to display visual information; a location information sensing unit configured to detect location information of the portable device; a direction information sensing unit configured to detect direction information of the portable device; a communication unit configured to receive information from a foot wearable device; and a processor configured to: display a first application including a first object and a second object, display the first object based on a first direction and the second object based on a second direction when a first triggering signal indicating that a front direction of the foot wearable device corresponds to the first direction is received from the foot wearable device and a front direction of the portable device is detected as the second direction, display a first interface indicating path information when the first application is displayed, display a first indicator indicating a path moving direction in the first interface based on the location information of the portable device, and provide at least one of audio feedback and tactile feedback when the path moving direction of the first indicator is not identical to the first direction.
2515 | Assessment of nutrition intake using a handheld tool | Embodiments regard nutrition assessment using a handheld device. An embodiment of an apparatus includes a handle with a controller within the handle, an attachment arm extending from the handle, and a user-assistive device coupled with an end of the attachment arm, wherein the apparatus is to determine a mass held by the user-assistive device, the determination being made during a task by a user of the handheld tool including manipulation of the handheld tool. | 1. A handheld tool, comprising: a handle; a controller within the handle; an attachment arm extending from the handle; a user-assistive device coupled with an end of the attachment arm; wherein the handheld tool is configured to determine a mass held by the user-assistive device, the determination being made during a task by a user of the handheld tool, the task including manipulation of the handheld tool, wherein the handheld tool is configured to determine the mass based at least in part on an operational value for the handheld tool required to maintain the user-assistive device in a certain orientation, wherein the operational value is one of a force value, a current value, or a power value; and a vertical actuator, the vertical actuator coupled to provide for vertical motion of the user-assistive device; wherein the handheld tool is configured to determine the mass based at least in part on an additional operational value for the vertical actuator to maintain the user-assistive device in the certain orientation when holding the mass in comparison with an operation value for the vertical actuator to maintain the user-assistive device in the certain orientation without the mass.
2516 | Monolithically integrated implantable flexible antenna for electrocorticography and related biotelemetry devices | A sub-skin-depth (nanoscale metallization) thin film antenna is shown that is monolithically integrated with an array of neural recording electrodes on a flexible polymer substrate. The structure is intended for long-term biometric data and power transfer such as electrocorticographic neural recording in a wireless brain-machine interface system. The system includes a microfabricated thin-film electrode array and a loop antenna patterned in the same microfabrication process, on the same or on separate conductor layers designed to be bonded to an ultra-low power ASIC. | 1. An apparatus, comprising: a flexible polymer substrate; a thin film antenna; and an array of one or more recording electrodes; wherein the thin film antenna is monolithically integrated with the array of one or more recording electrodes on the flexible polymer substrate to form a conformal monolithic device; wherein said monolithic device comprises an implant configured for performing wireless signal acquisition, power delivery, and communication with an external antenna; wherein the array of one or more recording electrodes comprises a high-density microfabricated ECoG grid array configured to measure one or more physiological characteristics associated with a patient at an implant site within the patient; and wherein the thin film antenna comprises a loop antenna disposed around the ECoG grid array.
2517 | Object information acquiring apparatus, laser apparatus, and medical apparatus | An object information acquiring apparatus is used which includes a laser medium that oscillates laser light, an excitation source that excites the laser medium, a voltage accumulator that applies a voltage to the excitation source, a voltage supplier that supplies a voltage to the voltage accumulator, a voltage controller that limits a maximum supplied voltage from the voltage supplier, a receiver that receives a photoacoustic wave generated by an object irradiated with the laser light, and a constructor that acquires characteristic information relating to the object in use of the photoacoustic wave, wherein the voltage controller compares a measured voltage value obtained by implementing division of a supplied voltage from the voltage supplier with a reference voltage value defining the maximum supplied voltage. | 1. An object information acquiring apparatus comprising: a laser medium that oscillates laser light; an excitation source that excites the laser medium; a voltage accumulator that applies a voltage to the excitation source; a voltage supplier that supplies a voltage to the voltage accumulator; a voltage controller that limits a maximum supplied voltage from the voltage supplier; a receiver that receives a photoacoustic wave generated by an object irradiated with the laser light; and a constructor that acquires characteristic information relating to the object in use of the photoacoustic wave, wherein the voltage controller compares a measured voltage value obtained by implementing division of a supplied voltage from the voltage supplier with a reference voltage value defining the maximum supplied voltage.
2518 | Dynamic rule-based notifications | Systems, methods, and computer-readable medium are provided for providing dynamic rule-based messages. For example, a user device may identify physical activity information. Based at least in part on the activity information, the device may determine whether a physical activity goal has been reached. The device may determine whether to present a dynamic progress update message based at least in part on a time since a first activity message was presented and whether the physical activity goal has been reached. In some instances, when it is determined to present the dynamic progress update message, the device may access a data structure configured to maintain progress update information associated with respective time intervals. The device may then retrieve the dynamic progress update message that corresponds to a particular time interval from the data structure. The device may also present the message for the particular time interval. | 1. A computer-implemented method for providing a dynamic progress update message on a wearable computing device, comprising: receiving, by the wearable computing device, physical activity information; determining, based at least in part on the physical activity information, whether a first physical activity goal has been reached with respect to a first category of a plurality of activity categories; determining whether to present a new message based at least in part on a time since a previous message was presented on the wearable computing device and whether the first physical activity goal has been reached; and if the new message is to be presented: identifying a second category of the plurality of activity categories that is closest to reaching a second physical activity goal when compared to other categories and respective other physical activity goals; determining a time of day; selecting the dynamic progress update message from a plurality of dynamic progress update messages for the second category based at least in part on the time of day; and presenting the new message with the dynamic progress update message.
2519 | Methods, systems and devices for activity tracking device data synchronization with computing devices | Methods, devices and system are provided. One method includes capturing activity data associated with activity of a user via a device. The activity data is captured over time, and the activity data is quantifiable by a plurality of metrics. The method includes storing the activity data in storage of the device and, from time to time, connecting the device with a computing device over a wireless communication link. The method defines using a first transfer rate for transferring activity data captured and stored over a period of time. The first transfer rate is used following startup of an activity tracking application on the computing device The method also defines using a second transfer rate for transferring activity data from the device to the computing device for display of the activity data in substantial-real time on the computing device. | 1. A method, comprising, capturing activity data associated with activity of a user via a device, the activity data being captured over time, the activity data quantified by a plurality of metrics; storing the activity data in storage of the device; connecting the device with a computing device over a wireless communication link when the device is within range of communication and while an activity tracking application on the computing device is closed; using a first transfer rate for transferring activity data captured and stored over a period of time; and using a second transfer rate for transferring activity data from the device to the computing device for display of the activity data in substantial-real time on the computing device when the activity tracking application is open, the method is executed by a processor.
2520 | Neurological communication device | An ear worn brainwave brain activity dual phone communication device that works independently for enabling human beings to communicate with their mind, move objects and machines by way of their monitored brain activity. The communication system is sufficiently independent to initiate and receive communication without requiring a mobile phone, since contact information is stored in the communication device. The communication system performs functions with an audible command or brainwave brain activity such as initiating communication, accessing content, moving and controlling other machines and computer devices, accessing tools. | 1. A system comprising: An ear worn brainwave brain activity dual communication phone device that works independently and detects brainwaves signals from a brain with sensors and wirelessly; converts the detected brainwave signals into electrical signals, then into radio waves, then transmits the radio waves to antennas, then transmits the radio waves to satellites; wherein the satellites converts the detected radio waves into another radio waves; to other antennas of other ear worn brainwave brain activity dual communication phone devices; wherein the other ear worn brainwave brain activity dual communication phone devices detect the radio waves; convert the other radio waves into another electrical signals, then into another brainwaves signals; then transmits the other brainwave signals to a communication apparatus comprising: an ear mounting member being configured to be operable to at least partially engage with an ear, wherein an ear mounting member comprises a hook shape configured to at least partially wrap around the ear, an ear worn brainwave brain activity dual communication phone device being configured to be operable to initiate a communication in response to an audible command or brainwave activity, an ear worn brainwave brain activity dual communication phone device being further configured with speak recognition function to be operable to perform at least one function with an audible command or brainwave brain activity, an ear worn brainwave brain activity dual communication phone device being further configured to exchange data with an external processor, an ear worn brainwave brain activity dual communication phone device further being configured as a remote control that is operable to control at least some features or functions listed below, an ear worn brainwave brain activity dual communication phone device being further configured to comprise: a communication processor configured to initiate a communication in response to an audible command or brainwave activity; a microphone operatively connected with a communication processor, a microphone is configured to receive an audible command or brainwave activity; a task module, a task module receives an audible command or brainwave activity from a microphone to perform a voice activated operation; a network module, a network module is configured to receive a task operation from a task module, wherein a network is further configured to send a task operation to at least one of an external computer for execution; Wherein a microphone comprises an array of microphones that is configured to determine directionality of an audible command or brainwave activity, and wherein an array of microphones is further configured to differentiate multiple audible commands or brainwave activity by position; a speaker configured to transmit communication received from an external communication device, wherein a speaker comprising an adjustable volume configured to be operable with an audible command or brainwave activity; a power port configured to receive a power cord for connecting to an external power source; a data port configured to receive a data cord for exchanging data with an external processor, a data port comprising at least a fiber optic data port and a data cord comprising at least fiber optic cable; a USB port/flash drive capability to transfer information to other devices or to just save on a flash drive; Connect a USB cable, an OTG flash drive, or wirelessly to transfer information back and forth from a device; a display configured to display a contact from a database of contacts, a display comprising at least a touch screen configured to allow for initiating and receiving of communication from a contact and to control communication device functions; a dual Global telecommunication network connection capability; a capability to remotely control other machines and computer devices; a memory of 32 GB-500 GB of storage capacity; a database of contacts; a short range wireless communication connection capability; a digital book; a digital notepad; an audible word processor; an electronic digital encyclopedia; an internet connection capability; a personal digital assistant (PDA) system; a WLAN calling connection capability; a WLAN internet connection capability; a mobile hotspot functionality; a digital dictionary; a digital clock; a Global Positioning System (GPS); a digital calculator; an AM/FM/Satellite/Internet radio; a satellite radio configured to emit and receive short-wavelength radio transmissions and create a local network in proximity to an ear worn brainwave phone communication device; a speech to text processor operable for transcribing spoken conversation for display to a screen of a communication device; a touch screen operable for controlling an ear worn brainwave phone communication device; a vibrator function for receiving calls; a credit card bill payment system; a wireless point of sale payment system; a language translation module operatively to a microphone, wherein a language translation module is configured to be operable to translate textual communication to and from at least some languages; an answering machine; a motion sensor configured to be operable to detect motion near an ear worn brainwave phone communication device; a computer or machine remote control module, which is configured to be operable for remotely controlling at least some operations of another computer, machine, and communication device; a voice recognition module operatively connected to a microphone, which is configured to be operable to turn an ear worn brainwave phone communication device off and on; a vital signs measurement module, which is operatively connected with measurement sensors and signal processing algorithms operable to monitor at least one of a heart rate, pulse and body temperature; a Li Ion, Li polymer battery; a downloadable operating system capability; a communication device that is configured multiple ways; a continuum connection capability; a brainwave communication recording capability; a wireless charging capability.
2521 | Method for managing a wireless link between a first device and a second device | The invention relates to a method for managing a wireless link between a first device and a second device. The method includes the steps of polling an activity of a first wireless interface of the first device during a first predetermined lapse of time, suspending the wireless link and polling an activity of a first body-coupled communication interface of the first device during a second predetermined lapse of time when no activity is detected on the first wireless interface of the first device during the first predetermined lapse of time, and resuming the wireless link when at least one polling packet comprising a resume request is detected by the first body-coupled communication interface of the first device during the second predetermined lapse of time. | 1. A method for managing a wireless link between a first device and a second device, said method comprising the steps of: polling an activity of a first wireless interface of the first device ( 101 ) during a first predetermined lapse of time (T 1 ); suspending the wireless link and polling an activity of a first body-coupled communication interface of the first device ( 102 ) during a second predetermined lapse of time (T 2 ) when no activity is detected on the first wireless interface of the first device during the first predetermined lapse of time; resuming the wireless link ( 103 ) when at least one polling packet comprising a resume request is detected by the first body-coupled communication interface of the first device during the second predetermined lapse of time (T 2 ).
2522 | Two part EEG monitor with databus and method of communicating between the parts | A personal wearable EEG monitor comprises a base part ( 1 ) having signal processing means ( 23 ), and an electrode part ( 2 ) with at least two electrodes ( 11, 12 ) for measuring an EEG signal of a person. The electrode part ( 2 ) comprises means for converting the EEG signal into a digital signal. The EEG monitor comprises a databus for transferring data between the base part ( 1 ) and the electrode part ( 2 ) and for providing power from one part to the other. The databus is adapted for application of two electrical wires. The invention further provides a method for communicating between two parts of an EEG monitor. | 1. A personal EEG monitor, comprising a base part having a signal processor, an electrode part with at least two electrodes for measuring an EEG signal of a person, said electrode part having an analog-to-digital converter for converting the EEG signal into a digital signal, and a two-wire databus for transferring data between said base part and said electrode part over two wires with said base part and electrode part located adjacent one ear, and for providing power over said two wires from one part to the other; and for the application of at least four different states in respective time slots, where a first state is during a first period of time and is for transfer of power, a second state is during a second period of time and is for transmission of signal from said base part to said electrode part, a third state is during a third period of time and is for transmission of signal from said electrode part to said base part; and a fourth state is during a fourth period of time and is set to low in order for the first state to start with a rising edge, with no power being transferred between said base part and electrode part during said second and third states, and wherein data to be transferred includes at least first and second values, and said databus represents said first value with a first signal level and represents said second value with a second signal level.
2523 | Image capture and identification system and process | An object is recognized from plurality of objects in a database based on a digital representation of a scene containing the object. An information address corresponding to the object is then used to present an item to a user, who may obtain the item via a transaction. | 1. A method for executing a transaction via a mobile device, comprising: associating a real-world object with (a) an image of the real-world object in a database including image characteristics of the real-world object and (b) an information address; receiving, by a server and from a mobile device, a digital representation of a scene, the digital representation of the scene comprising location data; deriving characteristics from the digital representation; recognizing, by the server, the real-world object based on the derived characteristics; presenting, to the mobile device, an item for selection based on the information address; receiving, by the mobile device, an interaction by a user with a multimedia content; and executing a transaction to obtain the item based on the user interaction.
2524 | Powered apparatus for fluid applications | A powered apparatus for fluid applications includes a housing dimensioned and configured for mounting in a fluid conduit. The apparatus includes a generator for generating power. The apparatus also includes a power storage device for storing the generated power. The housing, generator and storage device comprise an integrated unit. The apparatus also includes a device connected to be powered by the generated power, for example, LED or OLED lighting. In certain embodiments, the apparatus can be mounted in a fluid conduit of a water feature. In another embodiment, the apparatus includes a microprocessor for controlling at least one of power storage, wireless communication, and monitoring of a parameter associated with the fluid. In another embodiment, the apparatus includes a controller and a power storage device and does not include a generator. The apparatus may further include a docking station for charging the power storage device. | 1. Control apparatus for controlling the operation of a pool, spa, hot tub or water feature, the pool, spa, hot tub or water feature, having a water conduit connected to the pool, spa, hot tub or water feature, and through which water flows during operation of the pool, spa, hot tub or water feature, the control apparatus including: a generator that can be positioned within the water conduit, the generator configured for generating power from the flow of water through the conduit for the operation of at least one electrical device connected to be powered by the generated power; at least one monitoring device capable of monitoring a parameter associated with the pool, spa, hot tub or water feature; and a controller associated with the water conduit, the controller being positioned 1) within the water conduit, 2) at the outlet of the water conduit, 3) at the inlet of the water conduit, or 4) attached to the water conduit, the controller being configured to control the at least one electrical device powered by the generator, the controller being operatively connected to the monitoring device to receive data from the monitoring device, the controller being configured to process data received from the at least one monitoring device, thereby creating processed information, and the controller being remotely programmable to receive commands wirelessly, and the controller being configured to wirelessly transmit the processed information to a remote receiving device.
2525 | Method and apparatus for rapid sterilization of a room | Methods and systems for sterilizing a room are disclosed, including using a laser positioned within a housing to generate a pulsed laser beam; and intercepting the pulsed laser beam with a scattering optical element to substantially isotropically scatter the radiation of the pulsed laser beam outside the housing to sterilize the room. The scattering optical element comprises a hollow fused silica bulb filled with solid fused silica spheres or a fiber optic bundle and in some embodiments the scattering optical element is rotated. The pulsed laser beam comprises a wavelength ranging between about 200 nm to about 320 nm and in some embodiments comprises nanosecond or picosecond light pulses. Other embodiments are described and claimed. | 1. An apparatus for sterilizing a room comprising: a housing; a laser within the housing and configured to emit a pulsed laser beam; and a scattering optical element configured to intercept and substantially isotropically scatter the radiation of the pulsed laser beam outside the housing to sterilize the room.
2526 | Systems and methods for enhancing or affecting neural stimulation efficiency and/or efficacy | Systems and methods for enhancing or affecting neural stimulation efficiency and/or efficacy are disclosed. In one embodiment, a system and/or method may apply electromagnetic stimulation to a patient's nervous system over a first time domain according to a first set of stimulation parameters, and over a second time domain according to a second set of stimulation parameters. The first and second time domains may be sequential, simultaneous, or nested. Stimulation parameters may vary in accordance with one or more types of duty cycle, amplitude, pulse repetition frequency, pulse width, spatiotemporal, and/or polarity variations. Stimulation may be applied at subthreshold, threshold, and/or suprathreshold levels in one or more periodic, aperiodic (e.g., chaotic), and/or pseudo-random manners. In some embodiments stimulation may comprise a burst pattern having an interburst frequency corresponding to an intrinsic brainwave frequency, and regular and/or varying intraburst stimulation parameters. Stimulation signals providing reduced power consumption with at least adequate symptomatic relief may be applied prior to moderate or significant power source depletion. | 1. A method of treating Parkinson'ss disease (PD) in a patient, the method comprising: receiving one or more signals from a patient-controller input device that is indicative of self-administration of Levodopa or other dopamine agonist; in response to the receiving, communicating one or more signals by the patient-controller input device to an implantable pulse generator to initiate a pre-defined stimulation protocol to accommodate for metabolization of the administered Levodopa or dopamine agonist, wherein the pre-defined stimulation protocol comprises: (a) applying a first stimulation program, the first stimulation program including stimulation parameters selected to, provide an optimal stimulation therapy after a drug-onset time of the administered Levodopa or dopamine agonist; (b) applying a second stimulation program, the second stimulation program including stimulation parameters selected to provide an optimal stimulation therapy for a drug half-life of the administered Levodopa or dopamine agonist; and (C) applying a third stimulation program, the third stimulation program including stimulation parameters selected to provide an optimal stimulation therapy for drug level substantially below a level expected for the drug half-life of the administered Levodopa or dopamine agonist; wherein the applying, the first, second, and third stimulation programs occurs automatically by the implantable pulse generator implanted in the patient in response to the implantable pulse generator receiving the one or more signals from the patient-controller input device, and wherein operation of the implantable pulse generator according to the second stimulation program provides reduced power consumption compared to operation of the implantable pulse generator according to the third stimulation program.
2527 | Methods, devices, and systems for communicating with an implantable medical device of a last far field communication session during a subsequent far field communication session while using a same session key | An external device transfers a key to an implantable medical device over a proximity communication and then establishes a first far field communication session with the implantable medical device where the key is used for the first communication session. This first communication session may occur before implantation while the implantable medical device is positioned outside of the sterile field so that using a proximity communication is easily achieved. Once the implantable medical device is passed into the sterile field for implantation, the external device may then establish a second far field communication session with the implantable medical device where the last key that was used for the first communication session is again used for the second communication session which avoids the need for another proximity communication to occur within the sterile field. | 1. A method of an external device communicating with an implantable medical device where the external device includes a proximity communication circuit, a far field communication circuit, and a controller that is coupled to and controls the proximity communication circuit and the far field communication circuit, the method comprising: exchanging a key with the implantable medical device over a first proximity communication; beginning a first far field communication session with the implantable medical device and exchanging communications during the first far field communication session with the implantable medical device where the implantable medical device implements the key when exchanging the communications; terminating the first far field communication session; sending a second key from the external device over a second proximity communication after terminating the first communication session; sending a first far field communication from the external device in an attempt to begin a second far field communication session where the external device expects communications of the second far field communication session, including a response to the first far field communication, to use the second key; determining if the response to the first far field communication is received and if no response to the first far field communication is received, then sending a second far field communication from the external device in an attempt to begin the second far field communication session where the external device expects communications of the second far field communication session, including a response to the second far field communication, to use the first key; and determining if the response to the second far field communication is received and if the response that uses the first key is received in response to the second far field communication, then conducting the second far field communication session where communications of the second far field communication session use the first key.
2528 | Communication between a plurality of medical devices using time delays between communication pulses to distinguish between symbols | Systems and methods for communicating between medical devices. In one example, an implantable medical device comprising may comprise one or more electrodes and a controller coupled to the electrodes. The controller may be configured to receive a first communication pulse at a first communication pulse time and a second communication pulse at a second communication pulse time via the one or more electrodes. The controller may further be configured to identify one of three or more symbols based at least in part on the time difference between the first communication pulse time and the second communication pulse time. | 1. A method for communicating between a plurality of medical devices, the method comprising: generating, with a first medical device, a first non-pacing communication pulse at a first time and a second non-pacing communication pulse at a second time; receiving, with a second medical device, the first non-pacing communication pulse at a third time and the second non-pacing communication pulse at a fourth time; determining, by the second medical device, one of three or more symbols based at least in part on the time difference between the third time and the fourth time, wherein: a &quot;0&quot; symbol is determined if the difference between the third time and the fourth time is in a range of 350 to 450 microseconds; a &quot;1&quot; symbol is determined if the difference between the third time and the fourth time is in a range of 550 to 700 microseconds; and a synchronization symbol is determined if the difference between the third time and the fourth time is in a range of 800 to 1100 microseconds.
2529 | Energy transfer control adapted to a medical device system | The disclosed invention varies the width of the energy pulses with constant frequency and constant amplitude to regulate the amount of energy transferred from an energy transmitting device placed outside a patient to an energy receiver inside the patient. The pulse width is achieved with a modulation technique, PWMT, to control the amount of energy transferred from the external energy transmitting coil in the system to the implanted receiver. The PWMT is used to digitally vary the amount of power from the power amplifier that drives the transmitting coil. Compared to previous analog systems a PWM system is a great deal more efficient and can easily be controlled from a digital domain system such as a microprocessor. | 1. An apparatus adapted to transmit wireless energy from an external energy transmitting device placed externally to a human body to an internal energy receiver placed internally in the human body, the apparatus comprising, a first electric circuit to supply electrical pulses to the external transmitting device, said electrical pulses having leading and trailing edges, said external transmitting device adapted to transmit wireless energy placed externally to a human body to an internal energy receiver placed internally in the human body, wherein the first electrical circuit being adapted to vary the lengths of first time intervals between successive leading and trailing edges of the electrical pulses and/or the lengths of second time intervals between successive trailing and leading edges of the electrical pulses, and wherein the transmitted wireless energy, generated from the electrical pulses having a varied power, the power depending on the lengths of the first and/or second time intervals, wherein the first electric circuit has a time constant, and the first electric circuit is adapted to provide the electrical pulses varying the first and second time intervals to have lengths in the range of, that are in the magnitude of order of or are shorter than, the first time constant, and a relationship or proportion between the lengths of the first and second time intervals is varied, whereby, by the varying a varying power is transmitted.
2530 | Exercise training system | An exercise training system is provided having a system controller and a plurality of stimulant target units connected via a wireless network to the system controller. Each stimulant target unit has a light source providing light to stimulate a user, a proximity sensor providing an output of a distance between the proximity sensor and an object external to the unit, and means for providing feedback to the user to signal that the unit has been actuated by the user. The system controller includes a program for activating the stimulant target units in a sequence. The reaction by the user to the illumination is registered when the user brings a body part or other object to within a selected distance of the proximity sensor, this distance being programmable by the user. | 1. An exercise training system, comprising: a system controller; a plurality of stimulant target units connected via a wireless network to the system controller, each stimulant target unit including a light source providing light to stimulate a user, a proximity sensor providing an output of a distance between the proximity sensor and an object external to the stimulant target unit, and feedback means for informing the user that the stimulant target unit has been actuated, wherein each stimulant target unit further includes a power source and a stimulant target unit controller that are separate from the power source and the stimulant target unit controller of each of the other stimulant target units, wherein the stimulant target unit controller for each of the plurality of the stimulant target units is wirelessly connected to the system controller and is programmed to receive instructions from said system controller, wherein the selected proximity distance required to actuate each stimulant target unit is programmable by the user; wherein the system controller includes a program for activating the stimulant target units in a sequence, and wherein in the execution of said program, the system controller signals a first of the stimulant target units to illuminate the corresponding light source to stimulate the user, the first stimulant target unit registering an actuation thereof by the user in reaction to the illumination when the user brings a body part or other object to within a selected distance of the corresponding proximity sensor without contacting the first stimulant target unit, the first stimulant target thereafter activating the corresponding feedback means to alert the user that the first stimulant target unit has been actuated; and wherein said first stimulant target unit communicates said registering of said actuation by said first stimulant target unit to the system controller, and said system controller is programmed to signal, in response to communication by said first stimulant target unit of said actuation, a second of the stimulant target units to illuminate the corresponding light source to stimulate the user, the second stimulant target unit registering an actuation thereof by the user in reaction to the illumination when the user brings the body part or other object to within the selected distance of the corresponding proximity sensor without contacting the second stimulant target unit, the second stimulant target thereafter activating the corresponding feedback means to alert the user that the second stimulant target unit has been actuated, wherein each stimulant target unit includes a housing which includes a first shell connected to a second shell via an elastomeric rim which permits the first shell to move along an axis relative to the second shell upon impact, wherein the stimulant target unit controller is mounted to the second shell and is spaced laterally from the elastomeric rim, and wherein the first shell is generally axially in front of the second shell in use.
2531 | Cranial bone surrogate and methods of manufacture thereof | A surrogate multilayered material and manufacturing method thereof includes a first fiber reinforced layer, the first reinforced layer including a crosslinked polymer and fibers, and a second fiber reinforced layer, the second reinforced layer including the crosslinked polymer and the fibers. A foam layer is disposed between the first and second fiber reinforced layers. Opposite faces of the foam layer are in direct contact with the first fiber reinforced layer and the second fiber reinforced layer. The foam layer has a compressive strength of about 3.5 to about 4.5 MPa, when measured as per ASTM-D-1621-73, and a shear strength of 1.50 to about 2.15 MPa, when measured as per ASTM-C-273. | 1. A method of manufacturing a multilayered material, the method comprising: adhesively bonding a first fiber reinforced layer directly on a first surface of a foam layer; and adhesively bonding a second fiber reinforced layer directly on a second surface of the foam layer; wherein the first and second fiber reinforced layers comprise a crosslinked polymer and fibers the first and second surfaces of the foam layer are opposedly disposed to each other, the foam layer has a compressive strength of about 3.5 to about 4.5 MPa, when measured as per ASTM-D-1621-73, and a shear strength of 1.50 to about 2.15 MPa, when measured as per ASTM-C-273, and the fibers in the first fiber reinforced layer and in the second fiber reinforced layer are milled fibers uniformly dispersed within the crosslinked polymer.
2532 | Fenestration template for endovascular repair of aortic aneurysms | To provide simple yet accurate stent graft fenestration, a patient-specific fenestration template is used as a guide for graft fenestration. To generate the fenestration template, a patient's medical imaging data such as CT scan data may be used to generate a 3-D digital model of an aorta lumen of the patient. The aorta lumen may encompass one or more branch vessels, which may be indicated on the 3-D digital model. Based on the 3-D digital model or a segment thereof, the fenestration template may be generated, for example, using 3-D printing technology. The fenestration template may include one or more holes or openings that correspond to the one or more branch vessels. To fenestrate a stent graft, the fenestration template is coupled to the stent graft so that the holes or openings on the fenestration template indicate the fenestration locations. | 1. A method for treating an aortic aneurysm, the method comprising: receiving a fenestration template, the fenestration template based on imaging data taken of a portion of a patient'ss blood vessel, the portion of the patient'ss blood vessel having a branch blood vessel extending from the portion of the patient'ss blood vessel; coupling the fenestration template to an aortic graft, the aortic graft including a plurality of stents and a graft material disposed on the plurality of stents; after coupling the fenestration template to the aortic graft, creating a fenestration in the graft material; and deploying the aortic graft in the portion of a patient'ss blood vessel having the branch blood vessel such that the fenestration is aligned with the branch blood vessel.
2533 | Automated cloud image processing and routing | Example systems, methods and computer program products for cloud-based, anatomy-specific identification, processing and routing of image data in a cloud infrastructure are disclosed. An example method includes evaluating, automatically by a particularly programmed processor in a cloud infrastructure, image data to identify an anatomy in the image data. The example method includes processing, automatically by the processor, the image data based on a processing algorithm determined by the processor based on the anatomy identified in the image data. The example method also includes routing, automatically by the processor, the image data to a data consumer based on a routing strategy determined by the processor based on the anatomy identified in the image data. The example method includes generating, automatically by the processor based on the processing and routing, at least one of a push of the image data and a notification of availability of the image data. | 1. A method comprising: evaluating, automatically by a particularly programmed processor in a cloud infrastructure based on receipt at a cloud gateway, image data to identify a first anatomy in the image data by detecting a tag and image features in the image data and building a feature vector from the detected image features to compute a probable anatomy identification in comparison to training examples; processing, automatically by the processor, the image data based on a processing algorithm determined by the processor based on the first anatomy identified in the image data, the processing including: routing the image data to a first anatomy processor based on the first anatomy identified in the image data, the first anatomy processor configured to process the first anatomy by applying a first anatomy-specific processing algorithm based on characteristics of the first anatomy, the first anatomy-specific processing algorithm tailored to process the first anatomy and selected to configure the first anatomy processor from a plurality of anatomy-specific processing algorithms; and processing the image data by the first anatomy processor according to the first anatomy-specific processing algorithm; routing, automatically by the processor, the processed image data to a data consumer based on a routing strategy determined by the processor based on the anatomy identified in the image data; and generating, automatically by the processor based on the processing and routing, at least one of a) a push of the processed image data and b) a notification of availability of the processed image data.
2534 | Wearable personal digital device for facilitating mobile device payments and personal use | Provided is a wearable personal digital device for point of healthcare saliva testing. The wearable personal digital device may comprise a processor, a display, biometric sensors, activity tracking sensors, a memory unit, a communication circuit, a housing, an input unit, a projector, a timepiece unit, a haptic touch control actuator, a band, a mounting clip, a saliva sample insert apparatus, a pinhole, a light emitting diode board, a battery, and a set of sensors. The processor may be operable to receive data from an external device, provide a notification to a user based on the data, receive a user input, and perform a command selected based on the user input. The housing may be adapted to enclose the components of the wearable personal digital device. The band may be adapted to attach to the housing and secure the wearable personal digital device on a user body. | 1. An artificial intelligence (AI) wearable and mobile personal digital system for facilitating mobile device payments, personal saliva testing, personal use, and health care, and being a point of healthcare (POH) saliva testing device for POH saliva testing, the AI wearable and mobile personal digital system comprising a mobile device physically connected with a portable saliva testing device, the portable saliva testing device comprising: a mounting clip connecting the portable saliva testing device to the mobile device in front of a camera of the mobile device; a saliva sample insert apparatus, wherein the saliva sample insert apparatus is configured to receive a saliva sample; a pinhole; a light-emitting diode (LED) board; a battery; and a set of sensors, wherein the set of sensors includes at least a biosensor including a thin-film silicon photonic biosensor, the biosensor including at least a film made of nanoparticles and polymers, wherein the biosensor uses beams of light to detect changes in a composition of the saliva sample of the user placed on the film, each of the saliva sample comprising a biological entity including one or more of a protein, a deoxyribonucleic acid (DNA), and a ribonucleic acid (RNA); wherein the mobile device comprises: a processor being operable to: receive data from an external device associated with POH saliva testing, the external device including a digital device associated with one or more of a health care center, a hospital, an emergency center, a saliva research center, and a deoxyribonucleic acid genetic testing and analysis authority; based on the data, provide a notification to a user; receive a user input; perform a command, the command being selected based on the user input; provide a natural language user interface to communicate with the user, the natural language user interface being operable to sense a user voice and provide a response in a natural language to the user; a near field communication (NFC) unit communicatively coupled to the processor; a display communicatively coupled to the processor, the display including a touchscreen, wherein the display includes a force sensor, wherein the force sensor is operable to sense a touch force applied by the user to the display and calculate coordinates of a touch by the user, and further operable to analyze the touch force and, based on the touch force, select a tap command or a press command based on a predetermined criteria, wherein each of the tap command and the press command is executed based on a duration of the touch of the user using one or more applications running on the mobile device; a projector communicatively coupled to the processor, the projector being operable to project a data onto an arm of the user, the data including a virtual keyboard operable to provide inputs to the processor and one or more of the following: the notification, time data, data requested by the user, a caller name, a text message, a reminder, a social media alert, an email, and a weather alert; a timepiece unit communicatively coupled to the processor and configured to provide the time data; one or more activity tracking sensors communicatively coupled to the processor to track activity of the user, wherein the one or more activity tracking sensors are operable to track snoring and, based on tracking of the snoring, produce an alarm to break snoring; a memory unit communicatively coupled to the processor; a communication circuit communicatively coupled to the processor and operable to connect to a wireless network and communicate with the external device; a housing adapted to enclose at least the processor, the display, the one or more activity tracking sensors, the memory unit, and the communication circuit; an input unit communicatively coupled to the processor, wherein the input unit extends from the housing and is configured to perform one or more of a rotational motion and a linear motion, wherein the user provides commands to the processor by moving the input unit; and a band adapted to attach to the housing and to secure the mobile device on a user body, wherein the mobile device comprises a wristwatch; biometric sensors disposed within the band and operable to sense one or more biometric parameters of the user, wherein based on detection that the one or more of the biometric parameters exceed predetermined limits, the biometric sensors are configured to produce the alarm, wherein the biometric sensors include lenses operable to use infrared LEDs and visible-light LEDs to sense a heart rate of the user, wherein the biometric sensors include a skin contact sensor data engine, the skin contact sensor data engine being operable to monitor an electrocardiogram of the user and the heart rate of the user, the electrocardiogram and the heart rate being identification and personal data of the user, wherein the skin contact sensor data engine is operable to prompt the user to enter a personal identification number and the processor is operable to associate the personal identification number with both the electrocardiogram and the heart rate obtained after the mobile device has been secured to a wrist of the user, wherein processor stores the electrocardiogram and the heart rate in the memory unit as a reference electrocardiogram and a reference heart rate; and an adhesive sensor system wearable on a skin of the user body, consisting of a tri-axial accelerometer, a microcontroller, and a Bluetooth Low Energy transceiver, the adhesive sensor system being operable to detect falls of the user based on data provided by the tri-axial accelerometer; a thermal infrared (IR) sensor worn on the skin of the user body and operable to sense a radiation having a range of wavelengths from 800 nanometer to hundreds of micrometers emitted by the user body; a haptic touch control actuator operable to produce a haptic feedback in response to one or more events, the one or more events including receiving of the alert, receiving of a notification, a confirmation, movement of the mobile device, receiving of the user input, and sensing of the one or more biometric parameters, the haptic feedback being sensed by the user body, wherein the haptic feedback includes a plurality of feedback types, each of the one or more events being associated with one of the plurality of feedback types, the plurality of feedback types including at least one-time vibration and two-times vibration; a further battery disposed in the housing; a magnetic inductive charging unit being operable to magnetically connect to the housing and wirelessly connect to the further battery, wherein the magnetic inductive charging unit is operable to wirelessly transfer energy to the further battery, wherein the magnetic inductive charging unit is integrated into the housing; wherein the user input is received using one or more of the display, the input unit, and the natural language user interface; wherein the mobile device further comprises the camera communicatively coupled to the processor and operable to: capture an image of the saliva sample inserted into the saliva sample insert apparatus, the image being processed by the processor by analyzing the changes in the composition of the saliva sample, wherein the detecting the changes includes determining a level of binding between a DNA probe and a target microRNA to figure out a level of the target microRNA in the saliva sample, wherein the level of the target microRNA is indicative of a presence of types of cancer, cardiac disease, and health issues; and capture an optical code of a product for sale by a merchant, the optical code including one or more of the following: a linear dimensional barcode, a two-dimensional barcode, a snap tag code, and a Quick Response (QR) code; wherein the processor is further operable to read the optical code to obtain one or more of a product information and a merchant information encoded in the optical code and, based on the merchant information, perform a payment transaction, wherein the processor is configured to perform the payment transaction by sending payment data by the NFC unit to a merchant NFC unit of the merchant; a swipe card reader communicatively coupled to the processor and operable to read data of a payment card swiped through the swipe card reader, the data being transmitted to the processor or the external device; and wherein the processor of the mobile device is further operable to: generate, based on user payment data and user personal data, a unique code encoding the user payment data and the user personal data, the user payment data and the user personal data being stored in the memory unit; prompt the user to touch the display to scan user fingerprints; determine the heart rate and the electrocardiogram of the user using the biometric sensors to obtain determined heart rate and determined electrocardiogram; compare the scanned user fingerprints, the determined heart rate and the determined electrocardiogram with reference fingerprints stored in the memory unit, reference heart rate, and reference electrocardiogram; detect matches of the scanned user fingerprints with the reference fingerprints, the determined heart rate with the reference heart rate, and the determined electrocardiogram with the reference electrocardiogram; and wherein the processor is configured to provide, after the detecting of the matches, a unique code via the display to a merchant digital device associated with one or more of a healthcare center, a hospital, an emergency center, and a saliva research center, wherein the merchant device reads the code for performing the payment transaction; and wherein the processor, upon performing the payment transaction, is configured to provide a payment confirmation to the user, the payment confirmation being provided using the haptic feedback; and wherein the display is further configured to display data associated with the activity of the user detected by the activity sensors, the detected activity of the user including calories burned, sleep quality, breaths per minute, snoring breaks, steps walked, and distance walked.
2535 | Wireless communication authentication for medical monitoring device | Methods, systems, and devices for short-range low-power wireless communication of analyte information are provided. In some implementations, short-range low-power wireless communication of analyte information may include receiving an electromagnetic wireless communication signal and harvesting energy from the electromagnetic wireless communication signal. In some implementations, short-range low-power wireless communication of analyte information may include enabling capabilities associated with an external sensor in response to detecting the external sensor. In some implementations, short-range low-power wireless communication of analyte information may include detecting an analyte sample; determining an analyte concentration associated with the detected analyte sample; and transmitting an indication of the analyte concentration to an external device. | 1. An apparatus, comprising: a housing; a memory unit having computer executable instructions stored thereon; a wireless communication interface; and a processor configured to execute the computer executable instructions stored in the memory unit, wherein execution of the computer executable instructions causes the processor to: cause a search for an external sensor while one or more user interface (UI) capabilities of the apparatus are disabled, the one or more UI capabilities being associated with the external sensor, wherein the search for the external sensor includes wireless transmission of a signal adapted to detect the external sensor, and in response to detection of the external sensor, enable one or more disabled UI capabilities associated with the external sensor and cause display of an analyte concentration associated with a measurement made by the external sensor.
2536 | System and method for demonstrating planned autonomous manipulation of an anatomy | Surgical systems and methods of demonstrating planned autonomous manipulation of an anatomy by a tool of a robotic surgical system include generating manipulation parameters representing planned constraints on autonomous manipulation of a volume of the anatomy by the tool in a first mode and generating demonstrative parameters relating to the manipulation parameters and defined in relation to a surface of the anatomy. The demonstrative parameters are less invasive to the anatomy than the manipulation parameters. The tool is moved in accordance with the demonstrative parameters in a second mode thereby demonstrating planned constraints on autonomous manipulation of the anatomy in relation to the surface of the anatomy. | 1. A robotic surgical system for manipulating an anatomy and demonstrating planned autonomous manipulation of the anatomy, said system comprising: an end effector being configured to manipulate the anatomy; a demonstrative tool being configured to interact with the anatomy; a controller configured to generate manipulation parameters representing planned constraints on autonomous manipulation of a volume of the anatomy by said end effector in a first mode and generate demonstrative parameters relating to said manipulation parameters and defined in relation to a surface of the anatomy such that said demonstrative parameters are less invasive to the anatomy than said manipulation parameters and wherein said controller is configured to instruct movement of said demonstrative tool in accordance with said demonstrative parameters in a second mode thereby demonstrating planned constraints on autonomous manipulation of the anatomy in relation to the surface of the anatomy.
2537 | Lasersystem | There is provided a laser system that may include a Raman cell, a pumping light generator, and a Raman cell laser unit. The pumping light generator may include one or more optical parametric amplifiers (OPAs), and may be configured to output first Raman-cell pumping light and second Raman-cell pumping light to the Raman cell. The Raman cell laser unit may be configured to output probing light as a target of wavelength conversion to the Raman cell. | 1. A laser system, comprising: a Raman cell; a pumping light generator including one optical parametric amplifier (OPA), a first OPA laser device, and a second OPA laser device, and configured to output first Raman-cell pumping light and second Raman-cell pumping light to the Raman cell, the first OPA laser device being configured to output OPA pumping light to the OPA, the second OPA laser device being configured to output OPA signal light to the OPA; a Raman cell laser unit configured to output probing light as a target of wavelength conversion to the Raman cell; a pumping light monitor section configured to measure a state of the OPA pumping light; a signal light monitor section configured to measure a state of the OPA signal light; and a timing controller configured to control the first OPA laser device and the second OPA laser device to allow both the OPA pumping light and the OPA signal light to be inputted to the OPA substantially simultaneously, based on measurement results by the pumping light monitor section and the signal light monitor section.
2538 | Method and apparatus for performing optical imaging using frequency-domain interferometry | Exemplary apparatus and method are provided. In particular, an electromagnetic radiation can be emitted with, e.g. a light source arrangement. For example, the light source arrangement can include a cavity and a filter, and a spectrum of the electromagnetic radiation can be controlled, e.g., with such cavity and filter, to have a mean frequency that changes (i) at an absolute rate that is greater than about 100 terahertz per millisecond, and (ii) over a range that is greater than about 10 terahertz. Additionally or alternatively, the light source arrangement can include a frequency shifting device which can shift the mean frequency of the electromagnetic radiation. | 1. An apparatus comprising: a light source arrangement configured to emit an electromagnetic radiation, wherein the light source arrangement includes a cavity and a filter which cause a spectrum of the electromagnetic radiation to have a mean frequency that changes (i) at an absolute rate that is greater than about 100 terahertz per millisecond, and (ii) over a range that is greater than about 10 terahertz.
2539 | Systems and methods for automated electrical element addressing | The present disclosure relates generally to automating the task of assignment of labels to identify electrical elements (e.g., electrode contacts, electrodes including a plurality of electrode contacts, and/or non-addressable electrical elements, like wires). A system that can automate the task of assignment of labels can include an electrical element, a microelectronic circuit associated with the electrical element, and an acquisition system. The microelectronic circuit can transmit a sequence comprising a label corresponding to the electrical element. The acquisition system can assign the label corresponding to the electrical element to a recording channel after decoding the sequence. | 1. A method comprising: encoding, by a microcircuit associated with an electrical element, a sequence with a label corresponding to the electrical element; transmitting, by the microcircuit, the sequence to an acquisition system; decoding, by the acquisition system, the sequence to determine the label corresponding to the electrical element; and assigning, by the acquisition system, the label corresponding to the electrical element to a recording channel, wherein the electrical element comprises an addressable electrode contact, an addressable electrode comprising a plurality of electrode contacts, or a non-addressable electrical element.
2540 | Method for communicating in a magnetic resonance apparatus and magnetic resonance apparatus operating therewith | In a method for communicating between a first communication device of a magnetic resonance apparatus and a second communication device, in particular one that is mobile and on the patient side, of the magnetic resonance apparatus, a communication technology using visible light is used as the transmission medium for transmission of a useful signal from at least one of the communication devices to the other communication device, in particular from the first communication device to the second communication device. | 1. A method for communicating an information signal to an interior of a patient receptacle inside of a magnetic resonance (MR) data acquisition scanner of an MR apparatus, said MR data acquisition scanner having illumination lighting inside of said patient receptacle that emits light that illuminates the overall interior of said patient receptacle, said method comprising: providing an input information signal to a control circuit situated outside of said patient receptacle and, in said control circuit, generating an electrical control signal that represents information in said input information signal; communicating said control signal to said illumination lighting inside of said patient receptacle, and operating said illumination lighting with said control signal to embody said information in the light emitted by said illumination lighting; detecting said light embodying said information with a light detector circuit situated in the interior of said patient receptacle and, in said light detector circuit, recovering said information from the detected light and converting said information into an output information signal; and communicating said output information signal to an acoustic signal generator situated in the interior of said patient receptacle and, in said acoustic signal generator, converting said information signal into an acoustic signal, and emitting said acoustic signal from said acoustic signal generator in the interior of the patient receptacle.
2541 | System and method for providing massage related services | A method of providing massage related services comprises providing a massage apparatus, establishing a connection between a terminal device and a server computer, transferring a massage program executable on the massage apparatus from the server computer to the terminal device, establishing a connection between the terminal device and the massage apparatus, and transferring the massage program from the terminal device to the massage apparatus. Once the new massage program is downloaded in the massage apparatus, a graphical user interface displayed by a remote controller of the massage apparatus can be updated with a new icon associated with the new massage program. The new massage program then can be executed either from the remote controller or the terminal device. In some embodiments, a massage apparatus and a system including the massage apparatus are also described. | 1. A massage apparatus comprising: a massage unit; a remote controller having a display screen; a driver operable to drive motion of the massage unit; and a microcontroller connected with the driver, wherein the microcontroller is configured to: connect with an external device; receive a program code of a massage program and graphical content of an icon associated with the massage program in an encrypted form from the external device to prevent corruption of the massage program during data transmission; and store the massage program in a memory; decrypt the massage program and the graphical content of the icon received from the external device; have the icon stored in the remote controller; display the icon on the display screen, the icon being selectable for executing the massage program; and execute the decrypted massage program through the massage unit to apply a sequence of massage actions on a body.
2542 | Heart rate sensor and medical diagnostics wireless devices | A heart generated signal is provided by a heart sensor of a mobile device to an analog to digital (A/D) converter for A/D converting the sensor provided signal. The A/D converted heart signal is processed to provide heart rate. The heart rate is recorded or stored in the mobile device or is transmitted in a wireless communication system. The mobile device receives sensor provided Electro Cardiogram (ECG) signal. The ECG signal is stored or is provided to an interface unit. The mobile device has transceivers for receiving and transmitting Orthogonal Frequency Division Multiplexed (OFDM) signals and for modulating and transmitting spread spectrum baseband signals. The spread spectrum baseband signals have cross-correlated in-phase and quadrature-phase filtered baseband signals. | 1. A method comprising steps of: generating in a camera of a mobile device a photo signal and processing said photo signal into a processed baseband camera generated photo signal; receiving a location finding modulated signal and demodulating said location finding signal, in said mobile device, into a location finding baseband signal; providing said location finding baseband signal with said processed baseband camera generated photo signal to a first modulator for modulating said location finding baseband signal with said processed baseband camera generated photo signal into a first modulated location finding signal with processed photo signal; and providing said modulated location finding signal with said processed photo signal to a first transmitter for transmission of said modulated location finding signal with said processed photo signal; receiving in a mobile device from a heart rate sensor a signal, said heart rate sensor is in said mobile device; providing said received heart rate sensor signal to a processor for processing said received heart rate sensor signal into heart rate information; providing said heart rate information to an interface unit of said mobile device, or providing said heart rate information to said first modulator or to a second modulator for modulating said heart rate information into a second modulated signal; connecting said first modulated signal or said second modulated signal to said first transmitter or to a second transmitter for transmission of said first modulated signal or said second modulated signal; and receiving a fingerprint generated signal and providing from said fingerprint generated signal a fingerprint authentication signal, said fingerprint authentication signal is for authentication of authorized use of said mobile device.
2543 | Microfluidic delivery system for releasing fluid compositions | A microfluidic refill includes a reservoir having a hollow body and an opening; a transport member in fluid communication with the reservoir; and a lid enclosing the opening of the reservoir. The lid is in fluid communication with the transport member. The lid comprises a rigid microfluidic delivery member. The rigid microfluidic delivery member includes a die and electrical traces that are in electrical communication with the die, wherein the electrical traces terminate at electrical contacts, wherein the electrical traces are disposed on only one plane. The die has a fluid chamber in fluid communication with the transport member at an inlet of the fluid chamber and with an orifice at an outlet of the fluid chamber and. | 1. A microfluidic delivery refill comprising: a reservoir having a hollow body and an opening; a transport member in fluid communication with the reservoir; a lid enclosing the opening of the reservoir, wherein the lid is in fluid communication with the transport member, wherein the lid comprises a rigid microfluidic delivery member having a die and electrical traces that are in electrical communication with the die, wherein the electrical traces terminate at electrical contacts, wherein the electrical traces are disposed on only one plane, the die comprising a fluid chamber in fluid communication with the transport member at an inlet of the fluid chamber and an orifice at an outlet of the fluid chamber.
2544 | Remote monitoring of analyte measurements | Methods and apparatus, including computer program products, are provided for remote monitoring. In some example implementations, there is provided a method. The method may include receiving, at a remote monitor, a notification message representative of an event detected, by a server, from analyte sensor data obtained from a receiver monitoring an analyte state of a host; presenting, at the remote monitor, the notification message to activate the remote monitor, wherein the remote monitor is configured by the server to receive the notification message to augment the receiver monitoring of the analyte state of the host; accessing, by the remote monitor, the server, in response to the presenting of the notification message; and receiving, in response to the accessing, information including at least the analyte sensor data. Related systems, methods, and articles of manufacture are also disclosed. | 1. A method comprising: receiving, at a wireless mobile remote monitor, an alert notification message from a server system, the alert notification message representative of a detected event, the event being based on analyte concentration sensor data obtained from a receiver monitoring an analyte state of a host, the analyte concentration sensor data indicating a concentration of an analyte of the host, the wireless mobile remote monitor being remote to the host and the server system; presenting, at the wireless mobile remote monitor, the alert notification message, wherein the wireless mobile remote monitor or a user of the wireless mobile remote monitor is specifically authorized by the host to receive the alert notification message to augment the receiver monitoring of the analyte state of the host, wherein the wireless mobile remote monitor or the user of the wireless mobile remote monitor is authenticated by the server system; receiving, at the wireless mobile remote monitor, user input indicative of acknowledgment of the presented alert notification message; sending an acknowledgment message from the wireless mobile remote monitor to the server system indicating acknowledgement of the presented alert notification message to enable the server system to confirm that the alert notification message has been received; after sending the acknowledgment accessing, by the wireless mobile remote monitor, at least some of the analyte concentration sensor data from the server system; and receiving, in response to the accessing, information the at least some of the analyte concentration sensor data including historical data, the at least some of the analyte concentration sensor data being generated by the receiver monitoring the analyte state of the host; wherein the event is detected by the server system based on one or more sets of recommended alert rules settings configured by the host using the receiver, at least one of the sets of recommended alert rules settings being modifiable by the user of the wireless mobile remote monitor using the wireless mobile remote monitor.
2545 | Hand-held medical-data capture-device having detection of body core temperature by a microprocessor from a signal from a digital infrared sensor on a separate circuit board with no A/D converter and having interoperation with electronic medical record static IP address system | In one implementation, an apparatus estimates body core temperature from an infrared measurement of an external source point using a cubic relationship between the body core temperature and the measurement of an external source point is described, estimates temperature from a digital infrared sensor and determines vital signs from a solid-state image transducer, or determines vital signs from a solid-state image transducer and estimates body core temperature from an infrared measurement of an external source point using a cubic relationship between the body core temperature and the measurement of an external source point; after which the estimated and/or determined information is transmitted to an external database. | 1. A non-touch thermometer to measure a temperature, the non-touch thermometer comprising: a microprocessor; a wireless communication subsystem that is operably coupled to the microprocessor and that is operable to transmit a representation of the temperature; a battery operably coupled to the microprocessor; a digital infrared sensor operably coupled to the microprocessor with no analog-to-digital converter operably coupled between the digital infrared sensor and the microprocessor, the digital infrared sensor having only digital readout ports, the digital infrared sensor comprising a low noise amplifier, an analog-to-digital converter, a digital signal processor, and a pulse width modulator (PWM) in a single industry standard package; wherein the digital infrared sensor is configured with no need for recalibration after an initial factory calibration with an emissivity range from 0.1 to 1.0, wherein the microprocessor is operable to receive from the digital readout ports a digital signal that is representative of an infrared signal, the infrared signal acquired from a forehead of a user and detected by the digital infrared sensor, and the microprocessor is further operable to determine the temperature from the received digital signal by using the PWM.
2546 | Method and apparatus for providing rolling data in communication systems | Methods and systems for providing data communication in medical systems are disclosed. | 1. A glucose monitoring device, comprising: an in vivo glucose sensor that monitors glucose level; and sensor electronics operatively coupled to the glucose sensor to receive and process signals from the glucose sensor, the sensor electronics generating a plurality of data packets for communication to a remote location, each generated data packet including one of a plurality of glucose monitoring device data, each glucose monitoring device data assigned with a communication time slot such that the sensor electronics sequentially communicates the plurality of generated data packets based on the assigned communication time slot, each glucose monitoring device data further including a communication count corresponding to a frequency of the sensor electronics data communications to the remote location, and wherein each generated data packet includes glucose data and the corresponding glucose monitoring device data assigned with the respective communication time slot.
2547 | Auditory stimulus for auditory rehabilitation | Generally, a method performed by one or more processing devices includes generating a graphical user interface that when rendered on a display of the one or more processing devices renders a visual representation of an environment and a visual representation of an object in the environment; retrieving an auditory stimulus with one or more auditory attributes indicative of a location of a virtual target in the environment; receiving information specifying movement of the object in the environment; determining, based on the movement of the object, a proximity of the object to the virtual target; adjusting, based on the proximity, one or more values of the one or more auditory attributes of the auditory stimulus; and causing the one or more processing devices to play the auditory stimulus using the adjusted one or more values. | 1. A method performed by one or more processing devices, the method comprising: starting a program; generating data for a graphical user interface that when rendered on a display of a display device renders a visual representation of an object; identifying an auditory stimulus signal indicative of a location of a virtual target in the graphical user interface; receiving data representing a location of the visual representation of the object in the graphical user interface; intermittently determining whether a location of the visual representation of the object in the graphical user interface corresponds to the location of the virtual target until the location of the visual representation of the object in the graphical user interface corresponds to the location of the virtual target; while the location of the visual representation of the object in the graphical user interface does not correspond to the location of the virtual target, determining, based on processing of the data representing the location of the visual representation of the object, a proximity of the visual representation of the object to the virtual target in the graphical user interface; intermittently modifying, based on the proximity, the auditory stimulus signal by modifying a frequency of the auditory stimulus signal, a signal-to-noise ratio of the auditory stimulus signal, a sound level of the auditory stimulus signal, a binaural characteristic of the auditory stimulus signal, or a modulation of a sound envelope of the auditory stimulus signal; and causing one or more speaker devices to play the modified auditory stimulus signal; when the location of the visual representation of the object in the graphical user interface corresponds to the location of the virtual target, completing the program.
2548 | System and method for alerting visually impaired users of nearby objects | A system and method for assisting a visually impaired user including an imaging device, a processing unit for receiving images from the imaging device and converting the images into signals for use by one or more controllers, and one or more vibro-tactile devices, wherein the one or more controllers activates one or more of the vibro-tactile devices in response to said signals received from the processing unit. The system preferably includes a lanyard to be worn around the neck of the user such that a first vibro-tactile device is arranged on the right side of the user's neck, a second vibro-tactile device on a left side of the user's neck, and a third vibro-tactile device at the back portion of the user's neck. The vibro-tactile devices are activated depending on a determined position in front of the user of an object and the distance from the user to the object. | 1. A method for alerting a visually impaired user of collision or falling hazards, the method comprising: acquiring a first image and a second image, of a space in front of said user, by two spaced-apart imagers; deriving, from said first image and said second image, a three-dimensional reconstruction comprising a plurality of three-dimensional points; dividing said space in front of said user into a plurality of collision frusta each having a three-dimensional location and an orientation relative to said user, for detecting one of: a presence of objects proximate a head of said user and an absence of a floor ahead of said user; determining one of: said presence of objects proximate said head of said user and said absence of said floor ahead of said user, based on counting a number of said plurality of three-dimensional points in each one of said plurality of collision frusta; and activating one or more vibro-tactile devices, in a particular way, in response to said determining; wherein said plurality of collision frusta comprises: a right collision frustum, a center collision frustum, and a left collision frustum, each representing a corresponding right, center, and left portion of said space in front of said user, respectively; and wherein said one or more vibro-tactile devices, comprise a right, a center, and a left vibro-tactile devices, and wherein said activating one or more vibro-tactile devices comprises one of: activating said right vibro-tactile device in response to said determining in said right collision frustum, activating said center vibro-tactile device in response to said determining in said center collision frustum, and activating said left vibro-tactile device in response to said determining in said left collision frustum.
2549 | Structure having nanoantenna and method for manufacturing same | The present invention relates to a structure having a nanoantenna, a method for manufacturing same, a drug delivery body having the same, a thermotherapy complex, a drug therapy device, and a thermotherapy device. The structure of the present invention has a nanoantenna pattern formed on the outer surface of a porous micro-container, thereby enabling wireless control from the outside, and when the structure is used as a drug delivery system and a thermotherapy complex, drug therapy and thermotherapy can be carried out at a desired application region inside a living body at a desired time. Also, the structure of the present invention enables transmission and reception of a wireless signal with an external controller through the nanoantenna, thereby enabling the detection of a signal inside the living body and the transmission of the signal to the external controller, and the discharge of a drug or nanowires according to a response signal transmitted from the external controller. | 1. A structure, comprising: a porous micro-container, wherein a basic framework of the porous micro-container consists of at least one metal selected from the group consisting of Ni, Fe, Cu, Zn, Au, an alloy thereof, and a metal coated with Au or a parylene polymer; a nanoantenna pattern formed on an outer surface of the porous micro-container, wherein the nanoantenna pattern is formed to have an array of one or more nanoantennas which are arranged at regular intervals; and a dielectric layer formed between the outer surface of the porous micro-container and the nanoantenna pattern, wherein the dielectric layer is prepared from silicon oxide, silicon nitride, or a parylene polymer.
2550 | Training cartridge for a drug delivery device | The present invention provides test or training a cartridge for a drug delivery device as well as a method for resetting of such cartridge, wherein the cartridge comprises: a body of substantially cylindrical shape, a piston slidably disposed in the body in an axial direction, a closure means disposed at an axial end portion of the body, wherein the body, the piston and the closure means confine an interior volume coupled to the exterior via at least one fluid escape channel. | 1. A training cartridge for a drug delivery device comprising: a body of substantially cylindrical shape and extending along an axial direction, a piston slidably disposed in the body in the axial direction, a closure means disposed at an axial end portion of the body and sealing the end portion of the body, wherein the closure means comprises an axially inwardly facing end wall that abuts with an axial end face of the body or wherein the closure means comprises a radially outwardly extending flange portion which axially abut with the axial end face of the body, wherein the body, the piston and the closure means confine an interior volume permanently coupled to an exterior via at least one fluid escape channel, wherein the at least one fluid escape channel comprises a groove in a contact surface of an interface section of body and closure means, and wherein the fluid escape channel forms a permanent passage for a liquid or a gas contained in the interior volume while the end wall or the flange portion of the closure means is in abutment with the axial end face of the body.
2551 | Interest-attention feedback method for separating cognitive awareness into different left and right sensor displays | A method for using an interest-attention feedback loop involving the determination of the interest of a person in a left sensor stimulation stream and a right sensor stimulation stream, and the adjustment of attention factors to balance that interest, with the intent to facilitate, or train, a person to intentionally suppress binocular fusion and operate within the dual experience, where the person is able to simultaneously render separate left and right mental displays. The dual experience allows the person new mental processing capabilities that can produce novel information synthesis, double the information input in man machine interfaces, and allow reaction to the cognitive awareness of two simultaneous world views. This includes facilitating awareness and interactions with two different computer screen interfaces simultaneously, reducing fatigue associated with optical screen switching, and encouraging the fusion of two different simultaneous experiences into an abstract information synthesis. | 1. A method for facilitating a dual experience in a person, comprising: (a) presenting, by a controller, a left optic stimulation pattern with a left transmitter to encompass a field of view of a left eye of the person, and presenting, by the controller, a right optic stimulation pattern with a right transmitter to encompass a field of view of a right eye of the person, wherein the right optic stimulation pattern is different from the left optic stimulation pattern, (b) determining, by the controller based on receiving sensor data from one or more sensors, one or more measurements of a first level of interest of the person in the left optic stimulation pattern and a second level of interest of the person in the right optic stimulation pattern, (c) determining, by the controller, one or more adjustments to one or more attention factors of at least one of the left optic stimulation pattern and the right optic stimulation pattern, wherein the controller determines the one or more adjustments based upon the one or more measurements and causing a balancing of the first level of interest and the second level of interest of the person, (d) applying, by the controller, the one or more adjustments to suppress binocular fusion and binocular rivalry in the person in order to maintain the dual experience in the person, where the person simultaneously renders and has awareness of a left mental display derived from a left optic stimulation pattern and a separate right mental display derived from a right optic stimulation pattern, and (e) repeating, by the controller, steps (a)-(e) in real-time.
2552 | Medical injector simulation device | An apparatus includes a simulated medicament delivery device and an electronic circuit system coupled to the simulated medicament delivery device. The electronic circuit system is configured to output an electronic output associated with a use of the simulated medicament delivery device. | 1. A simulated auto-injector configured to simulate an operation of an actual auto-injector, the simulated auto-injector devoid of at least one of any medicament or any needle such that the simulated auto-injector is incapable of delivering the medicament, the simulated auto-injector comprising: a housing, a distal end portion of the housing including a retention portion; an electronic circuit system coupled to the housing, the electronic circuit system including a switch and a speaker, the electronic circuit system configured to produce an audible output via the speaker when the switch is moved from a first state to a second state; and an actuator coupled to the distal end portion of the housing, the actuator configured to move relative to the housing from a first actuator position to a second actuator position to simulate actuation of the actual auto-injector, the actuator including a protrusion configured to move the switch from the first state to the second state when the actuator is moved from the first actuator position to the second actuator position, the actuator including a retainer configured to engage the retention portion of the housing to maintain the actuator in the second actuator position, the actuator configured to be reset back to the first actuator position to repeatedly simulate the operation of the actual auto-injector.
2553 | Surgical simulation assembly | A surgical simulation assembly is provided for simulating realistic surgery on animal organs or human cadavers. The surgical simulation assembly comprises a generally flat tray having a central indentation for receiving an organ, at least one drainage aperture and at least one indented trough extending from the central indentation for receiving at least one tube. The tray is assembled with a simulator heart and lungs prepped for connection to a variable speed double action air pump assembly that creates both positive pressure and a vacuum on the heart to simulate a beating heart. The tray is supported on a basket having a lower containment portion for containing fluid waste collected during the simulated surgery. The basket is elevated by risers over a base designed to support the assembly. | 1. A surgical simulation tray assembly for simulating realistic surgery on animal or human tissue comprising: a tray having a central indentation for receiving animal or human tissue, at least one drainage aperture, and at least one indented trough extending from the central indentation for receiving at least one tube; and a support structure comprising a base frame having a front rail, a back rail, and opposing side rails, and a container having an upper support portion configured to maintain the tray thereon and a lower containment portion, a removable container liner carried by the lower containment portion for containing fluid waste drained from the drainage aperture and containing the tray and the animal or human tissue after surgery is completed, risers for elevating the container above the base frame, said risers being slidably connected to opposing side rails of the base frame to move the location of the container relative to the base frame from front to back, wherein the container is adjustable so as to be centered on the base frame or positioned to the front or the back along the base frame and allow a robot controlled instrument to enter the animal or human tissue from below, and a plurality of legs pivotably connected to the base frame to support the base frame, wherein each leg is individually adjustable in height and foldable under the base frame.
2554 | Magnetic power transmission utilizing phased transmitter coil arrays and phased receiver coil arrays | An improved wireless transmission system for transferring power over a distance. The system includes a transmitter generating a magnetic field and a receiver for inducing a voltage in response to the magnetic field. In some embodiments, the transmitter can include a plurality of transmitter resonators configured to transmit wireless power to the receiver. The transmitter resonators can be disposed on a flexible substrate adapted to conform to a patient. In one embodiment, the polarities of magnetic flux received by the receiver can be measured and communicated to the transmitter, which can adjust polarities of the transmitter resonators to optimize power transfer. Methods of use are also provided. | 1. A wireless power transfer system, comprising: a flexible substrate adapted to conform to the body of a patient; a first transmitter resonator disposed on the flexible substrate; a second transmitter resonator disposed on the flexible substrate, the second transmitter resonator being in electronic communication with the first transmitter resonator; a receiver resonator; and a transmit controller configured to drive the first and second transmitter resonators to deliver wireless energy to the receiver resonator, wherein the transmit controller is configured to operate in a test mode to drive the first transmitter resonator individually while a receive controller in the receiver resonator is configured to record a polarity of the magnetic flux received from the first transmitter resonator, and wherein the polarity of the magnetic flux is defined by a direction in which the magnetic flux passes through the receiver resonator.
2555 | Method and apparatus for wireless magnetic power transmission | Systems for wirelessly transmitting power to an implanted medical device. The wireless transmission system including a first and second transmitting coil both the first and second coil having substantially equal diameters and at least one conductor winding. A gap between the first transmitting second transmitting coil extending along a common axis by a distance equal to the radius of the first transmitting coil. A plurality of capacitors connected in series along the at least one conductor of the transmitting coils to divide the transmitting coils into a plurality of coil segments. An input connection is electronically coupled to the transmitting coils to deliver an excitation voltage to the transmitting coils to produce a substantially uniform magnetic field between the first transmitting coil and the second transmitting coil. | 1. A system for wirelessly transferring energy to an implanted medical device, the system comprising: a wireless power transmitting device, the wireless power transmitting device including: a first transmitting coil having at least one conductor winding, a first radius and a first diameter; a second transmitting coil having at least one conductor winding, a second radius, and a second diameter and arranged to extend along a common axis with the first transmitting coil, wherein the first diameter and the second diameter are substantially equal; a gap arranged between the first transmitting coil and the second transmitting coil and extending along the common axis a distance equal to the first radius of the first transmitting coil; a first plurality of capacitors connected in series along the at least one conductor winding of the first transmitting coil to divide the coil conductor winding into a first plurality of coil segments; a second plurality of capacitors connected in series along the at least one conductor winding of the second transmitting coil to divide the coil conductor winding into a second plurality of coil segments; and an input connection electrically coupled to the first transmitting coil and the second transmitting coil to deliver an excitation voltage to the first transmitting coil and the second transmitting coil substantially equal to a theoretical excitation voltage required to produce a substantially uniform magnetic field between the first transmitting coil and the second transmitting coil divided by a sum of the first plurality of coil segments and the second plurality of coil segments.
2556 | System including power supply and power converter for providing AC power to medical devices | Low leakage current power supply methods, systems, and apparatus are described. In one example, a medical system includes a plurality of medical devices and a power supply configured to provide alternating current (AC) power to the plurality of medical devices. The power supply includes an input configured to receive AC power from an AC power source, an isolated switching power converter coupled to the input to receive the AC power and output AC power, a controller coupled to the isolated switching power converter and configured to control operation of the isolated switching power converter, and an output coupled to the isolated switching power converter to provide the AC power output. | 1. A medical system comprising: a plurality of medical devices; and a power supply configured to provide alternating current (AC) power to the plurality of medical devices, the power supply comprising: an input configured to receive AC power from an AC power source; an isolated switching power converter coupled to the input to receive the AC power and output AC power; a sensor coupled to the input and configured to generate a sensor output indicative of a first frequency of the AC power received from the AC power source; a controller coupled to the isolated switching power converter and the sensor, the controller configured to control, based on the sensor output, operation of the isolated switching power converter to output AC power at the first frequency; and an output coupled to the isolated switching power converter to provide the AC power output at the first frequency.
2557 | Medication delivery system and method | A medication delivery system includes a medical server configured to send and receive and process data, a medication device configured to administer a preselected medication, a sensor circuit configured to detect selected parameters relating to medication delivery and transmit information, a transmission hub configured to communicate with the medical server and the sensor circuit. The transmission hub is configured to receive a signal from the sensor circuit and exchange the information. An application is configured to facilitate exchange of information between the sensor circuit and the medical server. The application has a preselected set of protocols. The application monitors usage of the medication device and location of the medication device by connecting to the medication device via the transmission hub. | 1. A medication delivery system, comprising: a medication device configured to administer a preselected medication; a sensor circuit associated with the medication device and configured to detect selected parameters relating to medication delivery with the medication device; and a transmission hub configured to: communicate with the sensor circuit and receive a first signal from the sensor circuit; cause the sensor circuit to emit a first type of alert based on a signal strength value of the first signal between the transmission hub and the sensor circuit being greater than a first preselected value indicative of a first distance between the transmission hub and the sensor circuit, wherein the first type of alert comprises at least a first audible sound; cause the sensor circuit to emit a second type of alert based on the signal strength value of the first signal between the transmission hub and the sensor circuit being greater than a second preselected value indicative of a second distance between the transmission hub and the sensor circuit, wherein the second distance is greater than the first distance, and wherein the second type of alert comprises at least a second audible sound varying at least one characteristic of the first audible sound; and transmit a second signal if the signal strength value is less than the first preselected value.
2558 | Protecting a vacuum environment from leakage | Methods, devices, and systems for protecting a vacuum environment from leakage are provided. The devices include an optical component for gas-tight closure of the vacuum environment, a retention device configured to retain the optical component and including a cooling region separated from the vacuum environment in a gas-tight manner and configured to receive a cooling medium to cool the optical component, a first part-region of the optical component being arranged in the cooling region, and a reduced-pressure region configured to have a reduced pressure and separated in a gas-tight manner from the vacuum environment and from the cooling region, a second part-region of the optical component being arranged in the reduced-pressure region, and a detector configured to detect a leakage in the optical component when the cooling medium flows from the cooling region into at least one of the reduced-pressure region or the vacuum environment. | 1. A device for protecting a vacuum environment from leakage, comprising: an optical component configured to close the vacuum environment in a gas-tight manner; a retention device configured to retain the optical component and comprising: a cooling region separated from the vacuum environment in a gas-tight manner and configured to receive a cooling medium to cool the optical component, a first part-region of the optical component being arranged in the cooling region; and a reduced-pressure region configured to have a reduced pressure and separated in a gas-tight manner from the vacuum environment and from the cooling region, a second part-region of the optical component being arranged in the reduced-pressure region; and a detector configured to detect a leakage in the optical component when the cooling medium flows from the cooling region into at least one of the reduced-pressure region or the vacuum environment.
2559 | Hand-held medical-data capture-device having detection of body core temperature by a microprocessor from a signal from a digital infrared sensor on a separate circuit board with no A/D converter and having interoperation with electronic medical record systems without specific discovery protocols or domain name service | In one implementation, an apparatus estimates body core temperature from an infrared measurement of an external source point using a cubic relationship between the body core temperature and the measurement of an external source point is described, estimates temperature from a digital infrared sensor and determines vital signs from a solid-state image transducer, or determines vital signs from a solid-state image transducer and estimates body core temperature from an infrared measurement of an external source point using a cubic relationship between the body core temperature and the measurement of an external source point; after which the estimated and/or determined information is transmitted to an external database. | 1. A device comprising: a first circuit board including: a microprocessor; a wireless communication subsystem that is operably coupled to the microprocessor and that is operable to transmit a representation of a temperature; and a first digital interface operably coupled to the microprocessor; a second circuit board including: a second digital interface, the second digital interface being operably coupled to the first digital interface; and a digital infrared sensor operably coupled to the second digital interface, the digital infrared sensor having ports that provide only digital readout signals, the digital infrared sensor further comprising a low noise amplifier, an analog-to-digital converter, a digital signal processor, and a pulse width modulator (PWM) in a single industry standard package; wherein the digital infrared sensor is configured with no need for recalibration after an initial factory calibration with an emissivity range from 0.1 to 1.0; wherein the microprocessor is operable to receive from the ports of the digital infrared sensor the digital readout signals that are representative of an infrared signal, the infrared signal acquired from a forehead of a user and generated by the digital infrared sensor, and the microprocessor is further operable to determine the temperature from the received digital readout signals by using the PWM, and wherein no analog-to-digital converter is operably coupled between the digital infrared sensor and the microprocessor.
2560 | Wearable portable patient monitor | A wearable, portable physiological monitor configured to wirelessly transmit real time information regarding a plurality physiological parameters. The portable monitor includes a plurality of sensor ports, where at least a first sensor port is positioned on a side of a housing of the portable monitor such that, when the portable monitor is attached to an arm of a patient, a wired connection extending from the first sensor port to a first physiological sensor positioned on a digit of the patient follows a path to the digit of the patient that avoids tangling of the wired connection. The portable monitor further includes one or more processing devices configured to cause display of parameter values, combine information indicative of the signals into a single word or bit stream, and encode and generate a baseband signal. Further includes a transmitter to modulate the baseband signal and wirelessly transmit. | 1. A wearable, portable physiological monitor configured to wirelessly transmit real time information regarding a plurality physiological parameters, the portable monitor comprising: a plurality of sensor ports positioned on a housing of the portable monitor and configured to provide respective wired interfaces with different respective physiological sensors of a plurality of physiological sensors, wherein: at least a first sensor port of the plurality of sensor ports is positioned on a side of the housing of the portable monitor such that, when the portable monitor is attached to an arm of a patient, a wired connection extending from the first sensor port to a first physiological sensor positioned on a digit of the patient follows a path to the digit of the patient that is substantially perpendicular to the side of the housing and avoids tangling of the wired connection; one or more processing devices configured to: receive, via the plurality of sensor ports, a plurality of signals from the plurality of physiological sensors, at least some of the plurality of signals including digital information, and at least some of the plurality of signals including analog information; cause to be displayed, on a display of the portable monitor, a plurality of physiological parameters values responsive to the plurality of signals; combine information indicative of the plurality of signals into a single digital word or bit stream; and encode the single digital word or bit stream to generate a baseband signal; and a transmitter configured to: modulate the baseband signal with a carrier to generate a transmit signal; and wirelessly transmit the transmit signal to a remote patient monitoring device configured to decode the signal and display, on a remote display, the plurality of physiological parameters values responsive to the plurality of signals.
2561 | Low profile temperature transducer | A low profile temperature transducer has a working surface for placement against a body surface and a first output. The transducer is a flat laminate composed of alternating conductive and dielectric layers. The laminate defines at least one slotline antenna for exposure to the body surface to pick up thermal emissions from the underlying tissue at depth. A feed network having a characteristic impedance is connected to the first output and a slotline-to-stripline transition is connected between the at least one antenna and the feed network, the transition providing a match between the impedance at the at least one antenna and the characteristic impedance. Also, a temperature sensor may be present at the working surface to detect the body surface temperature under the transducer, that surface temperature being used to calculate actual temperature at depth. | 1. A low profile temperature transducer having a working surface for placement against a body surface to pick up thermal emissions at a depth below the body surface and produce a corresponding transducer output, said transducer comprising a flat laminate composed of alternating conductive and dielectric layers which define at least one slotline antenna adapted to receive thermal radiation emanating from a depth below the body surface and produce a corresponding antenna output, a feed network having a characteristic impedance connected to said transducer output and a slotline-to-stripline transition connected between the at least one antenna and the feed network, said transition providing a match between impedance at the at least one antenna and said characteristic impedance, wherein the flat laminate includes: a first metal layer at the working surface that defines an antenna aperture: a second metal layer beyond the first metal layer is slotted to form the at least one antenna, the first metal layer and the second metal layer being grounded: a third metal layer beyond the second metal layer that includes said feed network and said transition: and a fourth metal layer beyond the third metal layer is slotted in the same configuration as the second metal layer and the corresponding slots of the second metal layer and the fourth metal layer are connected electrically at slot perimeters thereof to form the at least one antenna.
2562 | Methods and systems for generation and rendering interactive events having combined activity and location information | A computer-implemented method is described. The computer-implemented method is used for populating data of a graphical user interface (GUI). The computer-implemented method includes generating one or more graphical elements of one or more activities captured by a monitoring device. The monitoring device is usable by a user during the capturing. The method further includes generating a timeline including a time period over which the activities are performed. The timeline includes a chronological order of time within the time period. The method further includes generating an activity symbol for one or more of the activities performed during the time period. The activity symbol has an image that is graphically overlaid on the graphical elements of the activities. | 1. A monitoring device comprising: a motion sensor configured to measure an amount of movement of a user; a heart rate measurement sensor configured to measure a heart rate of the user; a time measurement device configured to determine an amount of time during which the heart rate is measured; a display device; and a processor coupled to the display device, the motion sensor, the heart rate measurement sensor, and the time measurement device, the processor configured to execute a computer readable code accessed from a memory device of the monitoring device to: identify the amount of time measured by the time measurement device, wherein the amount of time comprises: a first portion of the amount of time during which the user is sleeping, and a second portion of the amount of time during which the user is not sleeping: determine a number of calories burned by the user during the amount of time: identify the second portion of the amount of time during which the user is not sleeping based on the amount of movement, the number of calories burned by the user, and the heart rate of the user during the amount of time: determine the heart rate of the user, the number of calories burned by the user, and the amount of movement of the user during the second portion of the amount of time; classify an activity performed by the user during the second portion of the amount of time for which the user is not sleeping as a sedentary activity based on the determined heart rate of the user, the number of calories burned by the user, and the amount of movement of the user during the second portion of the amount of time; determine a non-sedentary activity to be performed by the user upon said classifying the activity as the sedentary activity, wherein the non-sedentary activity increases an activity level of the user; and generate a notification for presentation on the display device recommending the user to increase the activity level by performing the non-sedentary activity, wherein the display device is further configured to display an indication of a time interval during the second portion of the amount of time for which the sedentary activity has occurred.
2563 | System for monitoring individuals as they age in place | A computer-implemented method, and related system, for monitoring the wellbeing of an individual by providing eyewear that includes at least one sensor for monitoring the motion of the user. In various embodiments, the system receives data generated by the at least one sensor, uses the data to determine the user's movements using the received data, and compares the user's movements to previously established movement patterns of the user. If the system detects one or more inconsistencies between the user's current movements as compared to the previously established movement patterns of the user, the system may notify the user or a third party of the detected one or more inconsistencies. The system may similarly monitor a user's compliance with a medical regime and notify the user or a third party of the user's compliance with the regime. | 1. A computer-implemented method of monitoring the wellbeing of an individual, the method comprising the steps of: a. providing a user with computerized eyewear comprising at least one sensor for monitoring the motion of the user; b. receiving, by one or more processors, a pre-defined command from the user, for the at least one sensor to generate a first set of data identifying one or more user-defined movement patterns for the user; c. in response to receiving the pre-defined command, collecting, by one or more processors, via the at least one sensor, the first set of data; d. using, by one or more processors, the first set of data to determine one or more typical movement patterns of the user; e. generating, by one or more processors, an established one or more user-defined movement patterns for the user based on the first set of data generated by the at least one sensor after the user with the computerized eyewear provides the pre-defined command for the at least one sensor to generate the first set of data identifying the one or more user-defined movement patterns for the user; f. receiving, by one or more processors, a second set of data generated by the at least one sensor after the established one or more user-defined movement patterns have been generated; g. at least partially in response to receiving the second set of data generated by the at least one sensor, determining, by one or more processors, the user'ss movements using the received second set of data; h. at least partially in response to determining the user'ss movements, comparing, by one or more processors, the user'ss movements based on the second set of data to the previously established one or more user-defined movement patterns for the user; i. detecting, by one or more processors, one or more inconsistencies between the current user'ss determined movements as compared to the previously established one or more user-defined movement patterns; j. at least partially in response to detecting the one more inconsistencies, notifying, by one or more processors, at least one recipient of the one or more inconsistencies, where the at least one recipient is a recipient selected from a group consisting of: the user and a third party.
2564 | Auditory perceptual systems | A new hearing profile assessment plays each of a plurality of frequency tones multiple times at a plurality of loudness levels. For each frequency, the patient indicates which tones that they can hear, establishing minimum-amplitude thresholds for each frequency. The assessment adapts loudness levels until the patient indicates consistent minimum-amplitude thresholds for each frequency. Also, a new system for training the hearing of a subject is disclosed. The system instructs the subject to vocalize various sound items and remember the sounds that they vocalize. The system plays either recorded samples of the subject's own voice, or comparison samples of a synthesized voice or other's vocalizations of the same sound items. The system prompts the subject to compare the played samples with the sounds they remembered vocalizing. The system uses the feedback to adjust sound processing parameters for a hearing aid, cochlear implant, sound output devices, or a training program. | 1. An audiometry method comprising: providing a computer game environment for an audiometric exercise, the game environment displaying a plurality of visual stimuli that represent objects in a natural environment or video game theme, wherein each of a first subset of the visual stimuli are associated with an audio stimulus, and each of a second subset of the visual stimuli is not associated with an audio stimulus, and a means is provided of selecting any of the plurality of visual stimuli; wherein each audio stimulus comprises a fixed frequency tone associated with a fixed loudness level, and the loudness levels of each audio stimulus is separated from each other audio stimulus by discrete decibel increments; and performing the audiometric exercise by: (a) displaying the plurality of visual icons; (b) for each of at least two or more of the plurality of visual icons: receiving an initial selection of the visual icon to play audio stimulus associated with the visual icon; playing the audio stimulus, if any, associated with the visual icon; and if the user hears the audio stimulus associated with the visual icon, receiving the user'ss second selection of the visual icon to indicate that the user can hear the audio stimulus; (c) when a threshold loudness level is identifiable, identifying a threshold loudness level for the frequency tone of the audio stimuli and reducing a decibel increment between the loudness levels associated with the visual icons; and (d) when no threshold loudness level is identifiable because the user does not make any second selections, increasing the loudness levels associated with the plurality of visual icons.
2565 | Data collection for vestibulogram construction | The methods, systems, and computer program products described herein enable the amount of information that can be acquired during a defined period of vestibular testing to be significantly increased while also significantly reducing the time required to collect data during such vestibular testing. These objects are achieved by intelligent data collection methods and systems configured to adaptively control a motion platform in a way that increases the amount of information gleaned from each data collection event and to achieve synergies based on the different types of, and the order of, data analysis and calibration methods used. | 1. A method for assessing a subject'ss vestibular system, the method comprising: administering a psychometric test to a subject and measuring responses of the subject to obtain a set of values, wherein administering the psychometric test comprises: positioning the subject on a motion platform that includes a device for supporting the subject and is configured to execute motion profiles, obtaining a first estimate of a parameter vector of the subject'ss psychometric function based on the subject'ss perception of motion in response to a first motion profile set wherein the subject'ss perception of motion is received using one or more input devices, and adaptively selecting, using one or more processing devices, a subsequent motion profile based at least in part on the first estimate, determining at least one fit parameter that represents a distribution of the set of values and represents a characteristic of the subject'ss responses to the psychometric test; estimating a bias quantity associated with each said fit parameter; subtracting the bias quantity from each said fit parameter to obtain a bias-reduced estimate of the fit parameter; scaling the bias-reduced estimate of the fit parameter by a scale-factor to obtain a final estimate of the fit parameter; and generating a quantitative measure representing the subject'ss vestibular system based on the final estimate of the fit parameter.
2566 | System, apparatus, and method for promoting usage of core muscles and other applications | Embodiments disclosed include a system and method for development of core muscles' support, comprising a means for identifying a user qualifying movement, a means for detecting a core muscle contraction in the identified qualifying movement, a means for discriminating between a core muscle contraction and no core muscle contraction in the identified qualifying movement; and a means to provide feedback to the user. | 1. A system for development of core muscles's support, comprising: a first sensor coupled to a processor for detecting movements of a body; a second sensor coupled to the processor for detecting a core muscle contraction; a qualifying movement identifier running on the processor for identifying a qualifying movement of the body in an upright position for which core contraction is beneficial; and a movement discriminator running on the processor for discriminating between a protected qualifying movement where the core muscle contraction is detected by the second sensor during the qualifying movement and an unprotected qualifying movement where the core muscle contraction is not detected by the second sensor during the qualifying movement; wherein the processor provides feedback to a user.
2567 | Sensor for measuring biometric information and item of clothing including the same | A sensor for measuring biometric information includes a biometric electrode sensing biometric information in a state in which the biometric electrode is in contact with a surface of the skin; and a signal line transmitting the sensed biometric information, wherein the biometric electrode is printed on an inner surface of an item of clothing that comes into contact with a human body. | 1. A sensor for measuring biometric information, the sensor comprising: a biometric electrode sensing biometric information in a state in which the biometric electrode is in contact with a surface of the skin; and a signal line transmitting the sensed biometric information, wherein the biometric electrode was formed by printing a mixture solution, obtained by mixing a carbon nano-tube (CNT) dispersion with textile paint, on an inner surface of the item of clothing that comes into contact with a human body, and wherein the CNT dispersion was prepared by mixing 3.0wt. % of CNT and an isopropyl alcohol (IPA) solvent, by being stirred by a stirrer for 0.5 to 4 hours, by being aged for 24 hours, and a supernatant was subsequently removed using a centrifugal separator.
2568 | Saliency-based apparatus and methods for visual prostheses | The present invention relates to a saliency-based apparatus and methods for visual prostheses. A saliency-based component processes video data output by a digital signal processor before the video data are input to the retinal stimulator. In a saliency-based method, an intensity stream is extracted from an input image, feature maps based on the intensity stream are developed, plural most salient regions of the input image are detected and one of the regions is selected as a highest saliency region. | 1. A method of operating an image processor suitable to convert an input image to stimulation data to be provided to a subject through a visual stimulator adapted to be implanted, the image processor performing the steps, comprising: extracting only an intensity stream from the input image; developing feature maps based on the intensity stream only; detecting a plurality of most salient regions of the input image based on the feature maps; selecting one salient region of the most salient regions as a highest saliency region; producing an output image based on the input image and the highest saliency region by highlighting the highest saliency region in the output image; selecting a field of view from the output image; downsampling the field of view to derive the stimulation data; and providing the stimulation data to the visual stimulator.
2569 | Monitoring fitness using a mobile device | Athletic performance monitoring and tracking may provide multiple ways in which to track athletic movement and activity. In one example, an athletic monitoring device may include or be associated with multiple types of movement sensors and switch between the sensors or use both depending on various factors including type of workout. Workouts may also be tagged with various parameters including mood, weather, terrain, athletic equipment used and the like. In one or more examples, the parameters may be automatically determined based on location. User workouts and accomplishments may also be celebrated through messages from celebrities, family, friends and other users. In some cases, the messages may be triggered by various conditions. Coaching may also be provided to the user to help improve workouts and overall athletic performance. Running routes may also be automatically tracked, stored and shared. | 1. An apparatus comprising: a processor; and memory storing computer readable instructions that, when executed, cause the apparatus to: receive, from a first sensor, athletic performance data for an athletic activity performed by a user and store the athletic performance data; receive, from a second sensor, geographic location data associated with the athletic activity; determine an attribute of the geographic location data, wherein the attribute includes information other than identification of geographic locations associated with the athletic activity performed; tag the athletic performance data with the attribute of the geographic location data; generate a route map showing the geographic location data, wherein the route map further includes a first marker at a first geographic location and a second marker at a second geographic location, wherein the first marker and the second marker are placed upon a determination that a first value of the attribute at the first geographic location is different than a second value of the attribute at the second geographic location; and responsive to receiving a user input interacting with the first marker at the first geographic location, providing the first value of the attribute.
2570 | Short-wave infrared super-continuum lasers for natural gas leak detection, exploration, and other active remote sensing applications | A measurement system includes semiconductor light sources generating an input beam, optical amplifiers receiving the input beam and delivering an intermediate beam, and fused silica fibers with core diameters less than 400 microns receiving and delivering the intermediate beam to the fibers forming a first optical beam. A nonlinear element receives the first optical beam and broadens the spectrum to at least 10 nm through a nonlinear effect to form the output optical beam which includes a near-infrared wavelength of 700-2500 nm. A measurement apparatus is configured to receive the output optical beam and deliver it to a sample to generate a spectroscopy output beam. A receiver receives the spectroscopy output beam having a bandwidth of at least 10 nm and processes the beam to generate an output signal, wherein the light source and the receiver are remote from the sample, and wherein the sample comprises plastics or food industry goods. | 1. A measurement system comprising: a light source configured to generate an output optical beam, comprising: one or more semiconductor sources configured to generate an input beam; one or more optical amplifiers configured to receive at least a portion of the input beam and to deliver an intermediate beam to an output end of the one or more optical amplifiers; one or more optical fibers configured to receive at least a portion of the intermediate beam and to deliver at least the portion of the intermediate beam to a distal end of the one or more optical fibers to form a first optical beam; a nonlinear element configured to receive at least a portion of the first optical beam and to broaden a spectrum associated with the at least a portion of the first optical beam to at least 10 nm through a nonlinear effect in the nonlinear element to form the output optical beam with an output beam broadened spectrum; and wherein at least a portion of the output beam broadened spectrum comprises a near-infrared wavelength between approximately 700 nanometers and approximately 2500 nanometers, and wherein at least a portion of the one or more fibers is a fused silica fiber with a core diameter less than approximately 400 microns; a measurement apparatus configured to receive a received portion of the output optical beam and to deliver a delivered portion of the output optical beam to a sample, wherein the delivered portion of the output optical beam is configured to generate a spectroscopy output beam from the sample; and a receiver configured to receive at least a portion of the spectroscopy output beam having a bandwidth of at least 10 nanometers and to process the at least a portion of the spectroscopy output beam to generate an output signal; wherein the light source and the receiver are remote from the sample, and wherein the sample comprises plastics or food industry goods.
2571 | System and method for magnetic resonance image acquisition | A method of data acquisition at a magnetic resonance imaging (MRI) system is provided. The system receives at least a portion of raw data for an image, and detects anomalies in the portion of raw data received. When anomalies are detected, the system can correct those anomalies dynamically, without waiting for a new scan to be ordered. The system can attempt to scan the offending portion of the raw data, either upon detection of the anomaly or at some point during the scan. The system can also correct anomalies using digital correction methods based on expected values. The anomalies can be detected based on variations from thresholds, masks and expected values all of which can be obtained using one of the ongoing scan, previously performed scans and apriori information relating to the type of scan being performed. | 1. A method of acquiring an image at a magnetic resonance imaging (MRI) system comprising: receiving an analog signal based on a pulse sequence and a first gain; digitizing, by a single analog to digital converter (ADC), the analog signal into a digitized signal; detecting a potential quantization error in the digitized signal based on a boundary; when the detecting is affirmative: receiving a replacement analog signal based on the pulse sequence, at least one portion of the replacement analog signal being based on an adjusted variable gain, the adjusted gain being a factor of the first gain; digitizing, by the ADC, the replacement analog signal into a replacement digitized signal; and adjusting at least one portion of the replacement digitized signal corresponding to the at least one portion of the replacement analog signal, based on a reversal of the factor.
2572 | Laser operation device capable of steering the laser using a lens | A laser operation device includes an elongated catheter, a light irradiator configured to irradiate a laser in front of a tip of the catheter, a lens disposed at a front of the light irradiator and allowing the laser to pass therethrough, a wire configured to steering the lens by pulling one side of the lens, and an elastic body configured to give an elastic force to restore the lens against a tension of the wire, wherein when the lens is steered, the laser passes through the lens and is refracted. | 1. A laser operation device, comprising: an elongated catheter; a light irradiator configured to irradiate a laser in front of a tip of the catheter; a lens disposed at a front of the light irradiator and allowing the laser to pass therethrough; a wire configured to steering the lens by pulling one side of the lens; and an elastic body configured to give an elastic force to restore the lens to an original location against a tension of the wire, wherein when the lens is steered, the laser passes through the lens and is refracted.
2573 | User physical attribute based device and content management system | Systems and methods for device and content management include determining a user is viewing virtual reality content from a user device, and receiving, through a network from the user device, body information associated with the user while the user is viewing the virtual reality content. A user device management configuration associated with the body information is determined. A user device management action is retrieved using the user device management configuration. A notification associated with the user device management action that causes the user device to perform the user device management action and modify the virtual reality content being viewed by the user is sent through the network to the user device. | 1. A system, comprising: a non-transitory memory; and one or more hardware processors coupled to the non-transitory memory and configured to read instructions from the non-transitory memory to cause the system to perform operations comprising: determining a user is viewing virtual reality content from a user device; receiving, through a network from the user device, body information associated with the user while the user is viewing the virtual reality content; determining a user device management configuration associated with the body information; retrieving a user device management action using the user device management configuration; and sending, through the network to the user device, a notification associated with the user device management action that causes the user device to perform the user device management action and modify the virtual reality content being viewed by the user.
2574 | Apparatus and methods for corrective guidance of eating behavior | A method for modifying the eating behavior of a patient equipped with a gastric restriction apparatus includes the steps of: a. providing an adjustable gastric band (AGB); b. providing a pressure sensor to measure pressure within the AGB; c. providing a processing unit containing instructions to collect a set of pressure measurement and to analyze the set pressure measurement; d. providing a data base comprising data concerning pressure exerted within the AGB by a bolus of liquid food, a bolus of semiliquid food, and a bolus of solid food; e. recording the sets of pressure measurements; f. recording the results; g. communicating the results; h. placing the AGB in position; i. measuring the pressure within the AGB; j. using the distinction of the current eating pattern to modify the eating behavior of the patient. | 1. A method for modifying an eating behavior of a patient equipped with a gastric restriction apparatus (GRA) comprising steps of: a. providing an adjustable gastric band (AGB); b. providing at least one pressure sensor to measure pressure within said AGB; c. providing a processing unit in communication with said at least one pressure sensor, said processing unit containing instructions to collect at least one set of at least one pressure measurement and to analyze said at least one set of at least one pressure measurement; d. providing at least one database comprising at least one set of standard data, each said at least one set of standard data derivable from pressure exerted within said AGB by a bolus of a standard food, said standard food selected from a standard food group consisting of liquid food, semiliquid food, and solid food; e. placing said AGB in position, said AGB at least partially surrounding a stoma near an upper end of a stomach; f. measuring a set of at least one said pressure within said AGB as at least one bolus of food passes through said stoma; g. storing said at least one set of at least one measured pressure; h. analyzing said at least one set of at least one measured pressure, said analysis using said at least one set of standard data, said analysis identifying an eating behavior of said patient; i. identifying, from said eating behavior, an eating pattern; j. performing at least one comparison step selected from a group consisting of: comparing said eating behavior to at least one predetermined eating behavior, comparing said eating pattern to at least one predetermined eating pattern; and k. providing said processing unit with instructions configured to compare, for each said at least one bolus of food, a total factor to a predetermined criterion, said total factor determinable from a member of a group consisting of maximum pressure for at least one bolus of food, area under a curve of pressure vs time for at least one bolus of food, and at least one pressure measured during passage of at least one bolus of food and after said maximum pressure, said comparison identifying a food type, said food type selected from a group consisting of liquid food, semiliquid food, and solid food, said method additionally comprising a step of altering pressure in said AGB in response to at least one change in the food type.
2575 | Associating dialysis accessories using near field communication | A method comprising: establishing a wireless connection between a first medical device and a second medical device, comprising: receiving, by the first medical device, via a short-range wireless technology protocol, connection information related to the second medical device; and establishing, by the first medical device, a wireless connection with the second medical device based on the connection information. | 1. A method comprising: establishing a wireless connection between a dialysis machine and a dialysis machine accessory device, comprising: receiving, by the dialysis machine, via a Near Field Communication (NFC) protocol, a wireless identifier unique to the dialysis machine accessory device, wherein the dialysis machine receives the wireless identifier from the dialysis machine accessory device as a result of detecting that the dialysis machine and the dialysis machine accessory device are in physical proximity to each other; and establishing, by the dialysis machine, a wireless connection with the dialysis machine accessory device based on the wireless identifier using a communication protocol other than the NFC protocol, wherein the dialysis machine accessory device is granted permission to control functions of the dialysis machine and deliver data to the dialysis machine using the wireless connection.
2576 | Minimally invasive networked surgical system and method | A system for performing non-invasive networked medical procedures including a number of in vivo medical devices, a communication path between at least two of the devices, an ex vivo control unit to control the behavior of the devices, and a wireless communication path between the control unit and at least one of the devices. An associated method for performing non-invasive networked medical procedures is also provided. Further included is a simulation method that utilizes accurate electromagnetic field simulations, using a software based test bench, to determine the maximum allowable transmitted power levels from in vivo devices to achieve a required bit error rates (BER) at an in vivo or ex vivo node (receiver) while maintaining the specific absorption rate (SAR) under a required threshold. | 1. A system for performing networked medical procedures on a subject, comprising: a plurality of in vivo medical devices including an in vivo transmitter; a network providing a communication path between at least two of said plurality of in vivo medical devices, said network permitting receipt and transmission of control signals between said at least two in vivo medical devices over said communication path; and an ex vivo control unit to control a behavior of said plurality of in vivo medical devices, said behavior including spatial parameters of said plurality of in vivo medical devices; said network providing a wireless communication path between said ex vivo control unit and at least one of said plurality of in vivo medical devices.
2577 | Low-power activity monitoring | Some examples include a secure low-power sensor platform able to be used for activity monitoring or other purposes. For instance, a sensor system may sense sparse signals using compressed sensing. As one example, compressed sensing may be used to obtain sparse signals from analog sensor signals received from one or more sensors. The data obtained by compressed sensing may be sent subsequently to a computing device to reconstruct the sensor signal. Examples herein enable lower power usage, lower cost, and lower weight than conventional devices, while also enabling processing advantages, such as less overall data to process and lower data storage utilization. | 1. A sensor block comprising: an amplifier to receive a sensor signal from a sensor and output an amplified signal; a compressed sensing analog-to-digital conversion block coupled to the amplifier, the compressed sensing analog-to-digital conversion block including a random number generator that generates random values to enable an analog-to-digital converter (ADC) to take random samples of the amplified signal based on the random values, and output compressed sensing data comprising the random samples; a post processor coupled to the compressed sensing analog-to-digital conversion block to receive the compressed sensing data and remove noise from the compressed sensing data by active thresholding; and a communication interface coupled to the post processor to receive the compressed sensing data from the post processor and send the compressed sensing data to a computing device, wherein the sensor block further utilizes the random number generator for encrypting the compressed sensing data prior to sending to the computing device.
2578 | Hand-held medical-data capture-device having determination of a temperature by a microprocessor from a signal from a digital infrared sensor and having interoperation with electronic medical record systems on a specific segment of a network to transmit the temperature and device information | In one implementation, an apparatus estimates body core temperature from an infrared measurement of an external source point using a cubic relationship between the body core temperature and the measurement of an external source point is described, estimates temperature from a digital infrared sensor and determines vital signs from a solid-state image transducer, or determines vital signs from a solid-state image transducer and estimates body core temperature from an infrared measurement of an external source point using a cubic relationship between the body core temperature and the measurement of an external source point; after which the estimated and/or determined information is transmitted to an external database. | 1. A non-touch thermometer to measure a temperature, the non-touch thermometer comprising: a microprocessor; a wireless communication subsystem that is operably coupled to the microprocessor and that is operable to transmit a representation of the temperature; a battery operably coupled to the microprocessor; a single button operably coupled to the microprocessor; and a digital infrared sensor operably coupled to the microprocessor with no analog-to-digital converter operably coupled between the digital infrared sensor and the microprocessor, the digital infrared sensor having only digital readout ports, the digital infrared sensor comprising a low noise amplifier, an analog-to-digital converter, a digital signal processor, and a pulse width modulator (PWM) in a single industry standard package; wherein the digital infrared sensor is configured with no need for recalibration after an initial factory calibration with an emissivity range from 0.1 to 1.0, wherein the microprocessor is operable to receive from the digital readout ports a digital signal that is representative of an infrared signal detected by the digital infrared sensor and the microprocessor is operable to determine the temperature from the received digital signal by using the PWM.
2579 | Defibrillator display | An external defibrillator system is provided. The system includes: a graphical display; one or more sensors for obtaining data regarding chest compressions performed on a patient; and a controller configured to display on the graphical display numeric values for depth and/or rate of the chest compressions based upon the data from the one or more sensors. A method for using an external defibrillator including the steps of: obtaining data regarding chest compressions performed on a patient; and displaying on a graphical display screen of the defibrillator numeric values for depth and/or rate of the chest compressions based upon the data is also provided. | 1. An external defibrillator system comprising: a display; an accelerometer comprised in a housing configured to be placed on a patient'ss sternum for obtaining data comprising at least one of acceleration, velocity or displacement of the sternum as a result of chest compressions performed on the patient; a processor configured to determine sternal displacement and compression rate from the data and to compare the sternal displacement to a predetermined maximum acceptable sternal displacement value and a predetermined minimum acceptable sternal displacement value for sternal displacement; and a controller configured to: display on the display one or more numeric values of a unit length of the determined sternal displacement during chest compressions, the displayed values having at least two significant figures and a resolution of less than an inch, provide a visual indication of when the determined sternal displacement is above the predetermined maximum acceptable sternal displacement value and when the determined sternal displacement is below the predetermined minimum acceptable sternal displacement value, the visual indication comprising highlighting of the numerical value of the unit length of the determined sternal displacement, and display on the display one or more numeric values for compression rate.
2580 | Body worn mobile medical patient monitor | A body worn mobile medical monitoring device configured to minimize cable wiring from a sensor by placement of one or more sensor communication ports. The body worn mobile medical monitoring device includes a housing securable on a lower arm of a patient, a display, and a sensor communication port positioned on a side of the housing and configured to face a hand of the lower arm of the patient when the mobile medical monitoring device is mounted to the lower arm of the patient. The sensor communication port provides wired communication with a pulse oximetry sensor attached to a digit of the hand of the patient, and is positioned on the side of the housing such that a path from the port on the side of the housing to the digit of the patient is shorter than any other path from any other side of the housing to the digit. | 1. A body worn mobile medical monitoring device configured to minimize cable wiring from a sensor by placement of one or more sensor communication ports, the mobile medical monitoring device comprising: a housing configured to be secured on a lower arm of a patient being monitored via a strap extending around the lower arm of the patient; a display positioned on a face of the housing, opposite the strap, so as to be visible to a user; a first sensor communication port positioned on a side of the housing and configured to face a hand of the lower arm of the patient when the mobile medical monitoring device is mounted to the lower arm of the patient, wherein: the side of the housing faces the hand of the lower arm of the patient of the patient when the mobile medical monitoring device is mounted to the lower arm of the patient, the first sensor communication port is configured to provide wired communication with a pulse oximetry sensor attached to a digit of the hand of the patient, the wired communication with the pulse oximetry sensor provided at least partly in the analog domain, and the first sensor communication port is positioned on the side of the housing such that a path from the first sensor communication port on the side of the housing to the digit of the patient is substantially perpendicular to the side of the housing and shorter than any other path from any other side of the housing to the digit of the patient; a plurality of additional sensor communications ports positioned on the housing and configured to provide wired communication with a plurality of additional physiological sensors at least partly in the digital domain; and one or more processors and a transmitter configured to: display, on the display, physiological measurements derived from the pulse oximetry sensor and the plurality of additional physiological sensors; and wirelessly transmit information indicative of the physiological measurements to a remote computing device.
2581 | Systems, articles, and methods for stretchable printed circuit boards | Improved stretchable printed circuit boards, and fabrication methods thereof, are described. The improved stretchable printed circuit boards include a serpentine conductive trace enclosed by stretchable dielectric material. The stretchable dielectric material has a serpentine shape itself, realized by crenulated edges. The crenulated edges reduce torsional strain on the conductive trace and are formed, for example, by cutting away sections of the stretchable dielectric material proximate segments of the serpentine conductive trace where the serpentine conductive trace changes direction. | 1. A method of fabricating a stretchable printed circuit board, the method comprising: fabricating a flexible printed circuit board, wherein fabricating a flexible printed circuit board comprises: depositing a layer of flexible dielectric material; depositing a layer of conductive metal on top of the flexible dielectric material; and etching a circuit pattern into the layer of conductive metal, wherein the circuit pattern includes at least one serpentine conductive trace that includes a plurality of changes in direction, removing at least some portions of the flexible dielectric material that are not covered by the at least one serpentine conductive trace; and enclosing at least a portion of the flexible printed circuit board in a stretchable dielectric material, wherein the stretchable dielectric material forms a crenulated shape that includes a plurality of crenulations across a length thereof, wherein each crenulation is positioned proximate and corresponds to a respective change in direction in the at least one serpentine conductive trace, and wherein enclosing at least a portion of the flexible printed circuit board in a stretchable dielectric material comprises: placing the flexible printed circuit board into a mold that provides a crenulated shape for the stretchable dielectric material; injecting the stretchable dielectric material, in liquid form, into the mold; solidifying the stretchable dielectric material; and removing the mold.
2582 | Endoscopic cap electrode and method for using the same | An apparatus for treating tissue in a tissue treatment region. The apparatus can comprise an electrode ring having an interior perimeter and an electrode probe having a proximal end and a distal end. The distal end of the electrode probe can be structured to axially translate relative to the interior perimeter of the electrode ring. The electrode ring and the electrode probe can be operably structured to conduct current therebetween when at least one of the electrode ring and the electrode probe is energized by an energy source. Further, the energy source can be a Radio Frequency (RF) energy source, a pulsed energy source, an irreversible electroporation energy source, or a pulsed irreversible electroporation energy source. A current from the energy source can be selected to non-thermally ablate tissue in the tissue treatment region. | 1. An apparatus, comprising: a first electrode defining an annular shape having an outer perimeter and an inner perimeter and a tapered tissue contacting surface therebetween; and a second electrode comprising an elongate conductive portion comprising a tapered tip movable relative to the first electrode, wherein the first electrode and the second electrode are configured to conduct electrical current along a conical path through tissue positioned between the first electrode and the second electrode upon energizing at least one of the first electrode or the second electrode.
2583 | Method and system for simulating surgical procedures | A system and method for converting static/still medical images of a particular patient into dynamic and interactive images interacting with medical tools including medical devices by coupling a model of tissue dynamics and tool characteristics to the patient specific imagery for simulating a medical procedure in an accurate and dynamic manner by coupling a model of tissue dynamics to patient specific imagery for simulating cerebral aneurysm clipping surgery. | 1. A modeling system for performing a surgical simulation, comprising: a database for storing patient tissue image information that are taken from, or derived from, medical images of a particular patient; said database also for storing standard characteristics of said tissue; a display; an image generator including software executing on one or more computers to generate a dynamic 3D image of tissues of the particular patient for display on said display, said generating utilizing said patient image information such that said dynamic 3D image of tissues realistically represents corresponding actual tissues of the particular patient; a tool interface configured to connect to a real surgical tool adapted for use with the modeling system; a user tool generator including software executing on the one or more computers to generate a tool model of a user tool for dynamically interacting with said 3D image of tissues via manipulations provided by a user; and a user interface configured to allow the user to adjust parameters of the tool model, wherein said tool model is displayed on said display dynamically interacting with said 3D image of tissues according to the adjusted parameters for realistically simulating the medical procedure.
2584 | Automated provision of real-time custom procedural surgical guidance | Certain aspects and features of the present disclosure relate to systems and methods for accessing a surgical data structure that that includes a plurality of nodes, each associated with a procedural state, connected by a plurality of edges. The surgical data structure is used to determine a current node associated with a discrete procedural state and present relevant procedural metadata associated with the procedural state to the relevant system user. The current node is determined by receiving live surgical data, detecting a component from the live surgical data using feature extraction techniques, and identifying a current node based on the component extracted from the live surgical data. In some examples, the systems and methods retrieve a set of procedural metadata associated with the current node from the surgical data structure and transmit the set of procedural metadata to the appropriate user. | 1. A computer implemented method comprising: accessing, by one or more data processors, a surgical data structure that includes a dimension associated with a plurality of discrete procedural states for a surgical procedure, wherein the surgical data structure includes: a plurality of nodes, each of the plurality of nodes being associated with one of the plurality of discrete procedural states for the surgical procedure and with a set of procedural metadata; and a plurality of edges, each of the plurality of edges connecting two nodes of the plurality of nodes, wherein each edge includes a weight associated with a preferred surgical route; receiving, by the one or more data processors, live surgical data for the surgical procedure, the live surgical data having been collected by a plurality of devices in a network involved in performance of the surgical procedure; detecting, by the one or more data processors, a component from the live surgical data; determining a current node from the plurality of nodes of the surgical data structure based on the component from the live surgical data, wherein the component associated with the current node is determined by processing the live surgical data using machine learning; retrieving, by the one or more data processors, from the surgical data structure, a first set of procedural metadata associated with the current node, wherein the first set of procedural metadata includes information corresponding to a patient state that identifies an attribute of a patient at the procedural state associated with the current node; selecting, by the one or more data processors, an edge from among a set of edges based on the weights associated with the set of edges, wherein each edge of the set of edges connects the current node to a corresponding next node; retrieving, by the one or more data processors, from the surgical data structure, a second set of procedural metadata associated with the selected edge, wherein the second set of procedural metadata includes information corresponding to a procedural action to be taken to transition from the procedural state associated with the current node to a new procedural state associated with the corresponding next node to which the edge is connected; identifying, by the one or more data processors, based in part on at least one of the first set of procedural metadata and the second set of procedural metadata, a target device, from the plurality of devices of the network, to receive a guidance communication; preparing, by the one or more data processors, the guidance communication to include at least part of the second set of procedural metadata, wherein a quantity of procedural information included in the guidance communication is determined based on a type of user associated with the target device, the type of user indicating a type of involvement in the surgical procedure; transmitting, by the one or more data processors, the guidance communication to the target device; and facilitating, by the one or more processors, presentation of the guidance communication by the target device.
2585 | White cane navigational device for the visually impaired | An improved white cane includes an elongate body having a proximal end adapted to be held by or secured to a human user and a distal tip, and a noise generator located proximate the distal tip, the noise generator being configured to generate sound within a range of frequencies audible to humans. The user is able to interpret differences in reflected sound as the white cane is moved about the user's surroundings to obtain more information about the surroundings than could be obtained using a normal white cane. Additionally, the information about the surroundings may become available to the user before that information might otherwise have been available to the user using a standard white cane. | 1. A white cane comprising: an elongate body having a proximal end adapted to be held by or secured to a human user, and a distal tip; a signal generator configured to generate an audio signal adapted for use in acoustic wayfinding; and a noise generator comprising a transducer operatively connected to the signal generator and located proximate the distal tip, the noise generator being configured to generate sound within a range of frequencies audible to humans.
2586 | Implantable heart pump controller | The present invention provides devices, systems, and methods for control of and communication with ventricular assist devices. In certain embodiments, the invention includes an implantable controller that is operatively programmed to direct physiological flow through a ventricular assist device that can be substantially synchronized to the cardiac cycle of the subject. In certain embodiments, the implantable controller is also communicatively connected to an external control unit, such that the implantable controller can transmit data to the external control unit, and instructions can be sent from the external control unit to the implantable controller. In certain embodiments, a system and method for secure communication between a remote device and the implanted ventricular assist device is provided. | 1. A system for remote communication with an implantable ventricular assist device comprising: the implantable ventricular assist device configured to authenticate a communication session between the implantable ventricular assist device and a mobile device using a first key-id stored on the implantable ventricular assist device; and a software platform configured to verify a second key-id to authenticate a communication session between the mobile device and the software platform, the software platform further configured to verify a patient specific key received from a remote device to authenticate a communication session between the software platform and a remote device; wherein the software platform is configured to establish a communication session to send values from the remote device to the implantable ventricular assist device based on verifying all of the first key-id, the second key-id and the patient specific key.
2587 | Vein scanner with user interface | A portable vein viewer apparatus may be battery powered and hand-held to reveal patient vasculature information to aid in venipuncture processes. The apparatus comprises a first laser diode emitting infrared light, and a second laser diode emitting only visible wavelengths, wherein vasculature absorbs a portion of the infrared light causing reflection of a contrasted infrared image. A pair of silicon PIN photodiodes, responsive to the contrasted infrared image, causes transmission of a corresponding signal. The signal is processed through circuitry to amplify, sum, and filter the outputted signals, and with the use of an image processing algorithm, the contrasted image is projected onto the patient's skin surface using the second laser diode. Revealed information may comprise vein location, depth, diameter, and degree of certainty of vein locations. Projection of vein images may be a positive or a negative image. Venipuncture needles may be coated to provide visibility in projected images. | 1. A vein imaging apparatus, for use in imaging veins of a patient and for locating the veins for a medical practitioner by projecting the image onto the patient'ss skin surface, said vein imaging apparatus comprising: a first laser configured to emit at least a first wavelength of light; one or more photodiodes, said one or more photodiodes each configured to be responsive to said at least a first wavelength of light, to thereby receive a contrasted vein image formed by reflected light at said first wavelength, and to convert said image into a signal; a second laser configured to emit at least a second wavelength of light, being different than said at least a first wavelength of light; a user interface board comprising: electronic circuitry; a display screen; one or more push buttons; a memory; and firmware, said firmware configured to display a scrollable menu screen list of two or more configuration settings, and the parameters for each of said two or more configuration settings, on said display screen, said firmware further configured to permit actuation of said one or more buttons to select and to modify any of said two or more configuration settings to be the default setting for said apparatus, and to permit said selected default settings to be stored in said memory, said two or more configuration settings comprising a plurality of vein visualization settings; and wherein said electronic circuitry is configured to receive said signal from said one or more photodiodes and to output said signal to said second laser, said electronic circuitry configured to cause said second laser to use said signal to emit said at least a second wavelength of light to project said vein image in accordance with said selected vein visualization setting, being optimized for the skin surface.
2588 | Defibrillation system | A notebook, laptop computer or tablet computer having an automated external defibrillator (AED) capability, and methods of utilizing the notebook, laptop computer or tablet computer defibrillator to treat victims of sudden cardiac arrest. Kits and methods for converting, adapting or retrofitting a common notebook, laptop computer and tablet computer to enable each to be used as an AED to treat victims of sudden cardiac arrest. A kit including an adjustable case for receiving, encompassing, adapting and converting a common notebook, laptop computer or tablet computer to enable each to be used as an AED. A kit including a slave automated external defibrillator (AED) that is joined to a common notebook, laptop computer or tablet computer to adapt, convert and enable each to be used as an AED. | 1. A portable external defibrillator system comprising: a computer comprising software; and a defibrillator element integrated into the computer; wherein said software is configured to transmit data from the defibrillator element to the computer, and wherein the computer is selected from a group consisting of a notebook computer, a laptop computer, a netbook, tablet computer, smart phone, tablet PC, a desktop computer, cart computer, hospital cart computer and mobile clinical assistant (MCA) wherein the primary purpose of the computer is to run an operating system and multiple software programs and not to defibrillate a person, and wherein an auxiliary purpose of the computer is to provide the energy shock to a person suffering from cardiac arrest.
2589 | System for portable and easy-to-use detection of analytes with mobile computing device | This system takes in raw cellular material collected using a provided swab, blood collection device, urine collection device, or other sample collection device and transforms that biological material into a digital result, identifying the presence, absence and/or quantity of nucleic acids, proteins, and/or other molecules of interest. | 1. A system for identifying the presence, absence, and/or quantity of a molecule of interest in a sample, comprising: a reader; and a cartridge that fits into the reader, the cartridge configured to accept a sample collection device that fits into the cartridge, wherein the cartridge comprises: a first reservoir for storing a liquid, wherein a mixture comprising the liquid and the sample is formed in the first reservoir when the sample collected by the sample collection device is inserted into the first reservoir, and wherein the mixture further comprises a plurality of magnetic particle complexes; a second reservoir for storing a chemical substrate; an analysis channel comprising an electrochemical sensor; and valve-actuating elements for transferring the mixture from the reservoir directly into the analysis channel and the chemical substrate from the second reservoir directly into the analysis channel, wherein the mixture localized over the electrochemical sensor reacts with the chemical substrate at the electrochemical sensor in the analysis channel for detection by the electrochemical sensor, and wherein the reader comprises a permanent magnet adjacent to the analysis channel when the cartridge fits into the reader such that the plurality of magnetic particle complexes can be localized in the analysis channel at the electrochemical sensor within a magnetic field generated by the permanent magnet.
2590 | Autonomous pool cleaning robot | An underwater station may include a filter manipulator that is arranged to input a filter into a pool cleaning robot that is located in a filter replacement position and to assist in positioning the filter at a filtering position in which the filter is at least partially disposed within a fluid path formed between a first fluid opening and a second fluid opening of the housing thereby allowing the filter to apply a filtering operation on fluid that passes through the fluid path. | 1. An underwater station, comprising: a filter manipulator that is arranged to input a filter into a pool cleaning robot that is located in a filter replacement position and to assist in positioning the filter at a filtering position in which the filter is at least partially disposed within a fluid path formed between a first fluid opening and a second fluid opening of the housing thereby allowing the filter to apply a filtering operation on fluid that passes through the fluid path; wherein the filter manipulator comprises a filter storage module that is arranged to store multiple filters and a movement mechanism; wherein the movement mechanism comprises (a) a rotation unit that is arranged to rotate the filter storage module thereby positioning the filter in front of a filter opening formed in the pool cleaning robot, and (b) an insertion and ejection module that is arranged to cause the filter to pass through the filter opening; and the movement mechanism is arranged to input the filter in the pool cleaning robot by moving the filter without moving the storage module.
2591 | X-ray detection signal processing device and X-ray analyzing apparatus using same | An X-ray detection signal processing device ( 10 ) and the like according to the present invention includes: a comparator ( 17 ) configured to output a High signal when a level of a signal from a continuous reset type preamplifier ( 13 ) having an CR circuit ( 13 a) does not exceed a predetermined upper limit value, and output a Low signal when the level of the signal from the preamplifier ( 13 ) exceeds the predetermined upper limit value; and a control section ( 18 ) configured to delay shift of the signal of the comparator ( 17 ) from Low to High by a predetermined time, to perform output to a clock oscillator ( 15 ), stop oscillation by outputting a Low signal to the clock oscillator ( 15 ), and thus stop high-speed AD conversion by a high-speed AD converter ( 14 ) and maintain an output value. | 1. An X-ray detection signal processing device to which a signal from an X-ray detector is inputted, and which outputs a signal having a pulse height corresponding to energy of X-rays which are incident on the X-ray detector, the X-ray detection signal processing device comprising: a preamplifier configured to amplify the signal from the X-ray detector, and attenuate the signal according to a time constant of a capacitor-resistor (CR) circuit; a dock oscillator; a high-speed analog-to-digital (AD) converter configured to operate based on oscillation of the dock oscillator and subject a signal from the preamplifier to high-speed AD conversion; a signal processing circuit configured to determine, based on rising of a signal from the high-speed AD converter, that the signal from the high-speed AD converter has arrived, and smooth the signal from the high-speed AD converter which is determined to have arrived, by using a filter function; a comparator configured to output a High signal when a level of the signal from the preamplifier does not exceed a predetermined upper limit value, and output a Low signal when the level of the signal from the preamplifier exceeds the predetermined upper limit value; and a control circuit configured to control output of one of the High signal and the Low signal of the comparator to the dock oscillator, wherein when the output of the comparator shifts from the Low signal to the High signal, the control circuit is further configured to delay output of the High signal to the dock oscillator until the output of the comparator is the High signal for more than a predetermined time, and wherein when the output of the comparator is the Low signal, the control circuit is further configured to stop oscillation by controlling the Low signal to be output to the dock oscillator, and thus stop the high-speed AD conversion by the high-speed AD converter, such that the high-speed AD converter maintains an output value obtained immediately before the stopping of the high-speed AD conversion.
2592 | Network range extender with multi-RF radio support for plurality of network interfaces | A networked system for managing a physical intrusion detection/alarm includes a network of end nodes, e.g., sensor nodes including one or more constrained sensor nodes for sensing physical conditions, and a gateway to provide network connections for the constrained sensor nodes. The system also includes a range extender for connecting the one or more constrained sensor nodes to the gateway, with the range extender including first and second radios and corresponding processors to wirelessly communicate with the gateway and constrained nodes. | 1. An apparatus for use in a network that comprises an access point and an end node, the apparatus comprising: a first radio to wirelessly communicate with the access point; a second radio to wirelessly communicate with the end node; a first processor device programmed to control and process messages received from the first radio, the first processing device configured to determine whether the first radio is required to send data to the access point; a second processor device programmed to control and process messages received from the second radio, the second processing device configured to determine whether the second radio is required to send data to the end node; and wherein when either one of the first or second processor devices determines that respective radios are not required to send data, the determined one of the first or the second processor devices is configured to change which of the end node and the access point, the first and second radios and the first and second devices are configured to communicate with.
2593 | Server device, image transmission method, terminal device, image reception method, program, and image processing system | In some embodiments, methods and apparatus are provided for transmitting, via at least one network, a request to another apparatus for still image data generated from moving image data, the request comprising at least one criterion, and receiving still image data generated from moving image data matching the at least one criterion in the request. In further embodiments, methods and apparatus are provided for receiving the request via at least one network, using the at least one criterion in the request to obtain still image data generated from moving image data, and responding to the request by transmitting the obtained still image data. | 1. A method implemented by a first apparatus comprising at least one processor, the method comprising acts of: receiving first user input specifying at least one image processing technique for use in generating still medical image data from moving medical image data; receiving second user input specifying at least one criterion for still medical image data generated from moving medical image data; transmitting, to a second apparatus via at least one network, information identifying the at least one image processing technique specified by the first user input; and transmitting, to the second apparatus via the at least one network, a request to output still medical image data generated from moving medical image data, the still medical image data matching the at least one criterion specified by the second user input, the still medical image data being generated by applying the at least one image processing technique specified by the first user input.
2594 | Wearable electronic device | An apparatus including an elongated apparatus structure configured to fit around a body part of a user and an actuator configured to change shape of the elongated apparatus structure. The actuator is configured to change tightness of the elongated apparatus structure around the body part of the user based on an action the apparatus is performing. | 1. An apparatus comprising: an elongated apparatus structure configured to fit around a body part of a user; an actuator configured to change shape of the elongated apparatus structure to tighten or loosen the elongated apparatus structure around the body part of the user; and a pressure sensor configured to detect compression force of the elongated apparatus structure against skin of the body part of the user; wherein the actuator is configured to automatically change tightness of the elongated apparatus structure around the body part, to achieve a predefined contact pressure of the apparatus structure against the skin of the body part of the user, in response to the pressure sensor detecting the compression force of the apparatus structure against the skin of the body part of the user.
2595 | Multi-view learning in detection of psychological states | Systems and methods for using multi-view learning to leverage highly informative, high-cost, psychophysiological data collected in a laboratory setting, to improve post-traumatic stress disorder (PTSD) screening in the field, where only less-informative, low-cost, speech data are available. Partial least squares (PLS) methods can be used to learn a bilinear factor model, which projects speech and EEG responses onto latent spaces, where the covariance between the projections is maximized. The systems and methods use a speech representation based on a combination of audio and language descriptors extracted from spoken responses to open-ended questions. | 1. A system for detecting psychological states, the system comprising: a device to obtain sensor data corresponding to a subject'ss response to stimuli; a feature extraction processor to extract one or more features from the sensor data to generate feature representation data, the feature representation data being associated with a first view; a memory device configured to store a projection matrix modeling a relationship between the first view and a second view, and to store a detection model trained using training data associated with the first view transformed to a latent space using the projection matrix, wherein the first view is associated with low-cost data and the second view is associated with high-cost data; and a detection module to transform the feature representation data to the latent space using the projection matrix, and to apply the transformed feature representation data to the detection model to detect one or more psychological states of the subject, wherein the device to obtain sensor data comprises a first device to obtain first sensor data corresponding to a training subject'ss response to the stimuli and a second device to obtain second sensor data corresponding to the training subject'ss response to the stimuli, wherein the feature extraction processor is a first feature extraction processor, wherein the feature representation data is first feature representation data, the system further comprising: a second feature extraction processor to extract one or more features from the second sensor data to generate second feature representation data, the second feature representation data being associated with the second view; a relationship learning module to receive the first and second feature representation data and to learn the projection matrix for projecting the first feature representation to the latent space related to the first and second views; and a training module to transform the first feature representation data to the latent space using the projection matrix, and to train the detection model using the transformed feature representation data.
2596 | Incentive spirometer and musical instrument | Systems and methods for teaching proper wind usage for a musical instrument. One embodiment comprises an incentive spirometer apparatus having a tubular body with a bore therethrough. The apparatus has a series of ribs and grooves that are formed in the bore, on the interior surface of the tubular body. The ribs have a first, smaller inner diameter (e.g., ⅙ inch) and the grooves have a second, larger inner diameter (e.g., ⅓ inch). The ribs and grooves may be evenly spaced (e.g., ⅕ inch between successive ribs). When airflow through the tubular body is within a predetermined range, the airflow over the ribs and grooves produces an audible tone from the apparatus. When airflow through the tubular body is outside the predetermined range, no audible tone is produced by the apparatus. | 1. An incentive spirometer apparatus comprising: a tubular body having a bore therethrough, wherein the tubular body has an anterior end and a posterior end; and a series of ribs and grooves that are formed on an interior surface of the tubular body within the bore, wherein the ribs have a first inner diameter and the grooves have a second inner diameter, wherein the first inner diameter is less than the second inner diameter; wherein when airflow through the tubular body is within a predetermined range, the airflow over the series of ribs and grooves produces an audible tone; wherein when airflow through the tubular body is outside the predetermined range, the airflow over the series of ribs and grooves produces no audible tone; wherein the tubular body has a face at the anterior end, wherein the face has an outer rim, wherein the outer rim has a tooth guide edge recess therein, wherein the tooth guide edge recess is adapted to enable a user to position the user'ss teeth in the tooth guide edge recess and thereby maintain the user'ss jaws in a desired position, and wherein the tooth guide edge recess is adapted to cause the user'ss teeth to slip out of the tooth guide edge recess when the user bites down on the apparatus.
2597 | Methods and apparatus for improving signal quality in wearable biometric monitoring devices | A wearable biometric monitoring device is configured to assess the biometric signal quality of one or more sensors associated with the monitoring device, determine how the user should adjust the device to improve the biometric fit, and instruct the user to wear the biometric monitoring device a certain way. Communicating instructions to a user may include instructing the user to execute a testing regimen while wearing the biometric monitoring device. The testing regimen facilitates an estimation of a signal quality that can be used to provide feedback to the user that he/she needs to adjust the device to improve the biometric fit and the biometric signal quality. | 1. A method of monitoring signal quality of a wearable biometric monitoring device, wherein the biometric monitoring device includes at least one optical sensor configured to detect and/or measure physiological information from a subject wearing the biometric monitoring device, at least one motion sensor, and at least one processor in communication with the at least one optical sensor and the at least one motion sensor, wherein the at least one processor is configured to receive and analyze signals produced by the at least one optical sensor and the at least one motion sensor, the method comprising the following performed via the at least one processor: processing information from the at least one optical sensor and/or the at least one motion sensor to determine if the monitoring device is being worn; initiating a signal quality test of the at least one optical sensor in response to determining that the monitoring device is being worn, comprising: instructing the subject to begin an exercise regimen; and processing information from the at least one optical sensor and the at least one motion sensor during the exercise regimen to determine if signal quality produced by the at least one optical sensor is acceptable, comprising calculating a ratio of physiological information to motion information in a signal from the at least one optical sensor, wherein a higher ratio of physiological information to motion information indicates a higher quality of the signal; and communicating information to the subject regarding the signal quality during the exercise regimen, the communicating comprising informing the subject that the device is being worn correctly if the signal quality is acceptable, and informing the subject that the device is not being worn correctly if the signal quality is not acceptable.
2598 | Smart flexible interactive earplug | An embodiment of the invention provides a resiliently deformable and flexible in-ear sound device having stretchable electronic circuitry. The in-ear sound device may be configured in a variety of ways, including, but in no way limited to a smart earplug, a flexible personal sound amplification product, a personal music player, a "walkie-talkie" and the like. | 1. An in-ear monitoring device, comprising: a deformable and flexible body having a longitudinal axis extending between a distal end and a proximal end; an electronic component package comprising stretchable electronic circuitry, wherein the electronic component package includes at least one sensor configured to measure a data element in proximity of the in-ear monitoring device and wherein the stretchable electronic circuitry is at least one of embedded in or on the deformable and flexible body; a processor in the electronic component package configured to analyze the data element and take an action if the data element exceeds a threshold wherein the at least one sensor and the processor are configured to operate as a measurement device that provides one of an alarm, a stop watch, a calendar, and a notification function and wherein the action if the data element exceeds the threshold related to the measurement device comprises preparing a notification; and a communication module in communication with a remote device that sends the notification to the remote device if the data element exceeds the threshold.
2599 | Hand-held medical-data capture-device having a digital infrared sensor with no A/D converter and having interoperation with electronic medical record systems via an authenticated communication channel | In one implementation, an apparatus estimates body core temperature from an infrared measurement of an external source point using a cubic relationship between the body core temperature and the measurement of an external source point is described, estimates temperature from a digital infrared sensor and determines vital signs from a solid-state image transducer, or determines vital signs from a solid-state image transducer and estimates body core temperature from an infrared measurement of an external source point using a cubic relationship between the body core temperature and the measurement of an external source point; after which the estimated and/or determined information is transmitted to an external database. | 1. A non-touch thermometer to measure a temperature, the non-touch thermometer comprising: a microprocessor; a wireless communication subsystem that is operably coupled to the microprocessor and that is operable to transmit a representation of the temperature; a battery operably coupled to the microprocessor; a single button operably coupled to the microprocessor; a digital infrared sensor operably coupled to the microprocessor with no analog-to-digital converter operably coupled between the digital infrared sensor and the microprocessor, the digital infrared sensor having only digital readout ports and comprising a low noise amplifier, an analog-to-digital converter, a digital signal processor, and a pulse width modulator (PWM), the digital readout ports operable to transmit to the microprocessor a digital signal that is representative of an infrared signal, acquired from a forehead of a user, that is detected by the digital infrared sensor, wherein the digital infrared sensor is configured with no need for recalibration after an initial factory calibration with an emissivity range from 0.1 to 1.0; and a display device operably coupled to the microprocessor, wherein the microprocessor is operable to receive from the digital readout ports the digital signal that is representative of the infrared signal detected by the digital infrared sensor and the microprocessor is operable to determine the temperature from the received digital signal by using the PWM, wherein when connection is established by the wireless communication subsystem to an external device thereafter data is pushed from the non-touch thermometer through the wireless communication subsystem, thereafter the external device controls all flow of the data between the non-touch thermometer and the external device, wherein the connection further comprises an authenticated communication channel.
2600 | Hand-held medical-data capture-device having optical detection of a vital sign from multiple filters and interoperation with electronic medical record systems to transmit the vital sign and device information | In one implementation, an apparatus estimates body core temperature from an infrared measurement of an external source point using a cubic relationship between the body core temperature and the measurement of an external source point is described, estimates temperature from a digital infrared sensor and determines vital signs from a solid-state image transducer, or determines vital signs from a solid-state image transducer and estimates body core temperature from an infrared measurement of an external source point using a cubic relationship between the body core temperature and the measurement of an external source point; after which the estimated and/or determined information is transmitted to an external database. | 1. An apparatus of variation amplification to communicate biological vital signs, the apparatus comprising: a microprocessor that is programmed to execute: a cropper that is operable to receive at least two images and that is operable to crop each of the images to exclude a border area of the images, generating at least two cropped images; a skin-pixel-identifier that is operably coupled to the cropper and that identifies pixel values that are representative of skin in the at least two cropped images, generating identified skin pixels; a spatial bandpass filter that is operably coupled to the skin-pixel-identifier and that processes the identified skin pixels, generating spatial bandpassed filtered identified pixel values of skin; a regional facial clusterial module that is operably coupled to the spatial bandpass filter and that applies spatial clustering to the spatial bandpassed filtered identified pixel values of skin, generating spatial clustered spatial bandpassed filtered identified pixel values of skin; a temporal bandpass filter that is operably coupled to the regional facial clusterial module and that is applied to the spatial clustered spatial bandpassed filtered identified pixel values of skin, generating temporal bandpass filtered spatial clustered spatial bandpass filtered identified pixel values of skin; a temporal-variation identifier that is operably coupled to the temporal bandpass filter and that identifies a temporal variation of the temporal bandpass filtered spatial clustered spatial bandpass filtered identified pixel values of skin, generating temporal-variation identified temporal bandpass filtered spatial clustered spatial bandpass filtered identified pixel values of skin; a vital-sign generator that is operably coupled to the temporal-variation identifier that generates at least one vital sign from the temporal-variation identified temporal bandpass filtered spatial clustered spatial bandpass filtered identified pixel values of skin; and a display device that is operably coupled to the vital-sign generator that is operable to display the at least one vital sign; and a wireless communication subsystem that is operably coupled to the microprocessor and that is operable to transmit a representation of the at least one vital sign, wherein the wireless communication subsystem further comprises a component that is operable to transmit a representation of date and time, operator identification, patient identification and manufacturer, model number and firmware revision of the apparatus.
2601 | Hermetic feedthrough assembly for ceramic body | A wire extends through a ceramic body. The wire comprises a material selected from the group consisting of platinum, palladium, rhodium, iridium, osmium and alloys of platinum, palladium, rhodium, iridium, and osmium. The wire directly contacts the ceramic body to form a substantially hermetic seal between the ceramic body and the wire. | 1. A feedthrough assembly formed from a method comprising: providing a green ceramic body; forming a through-hole in the green ceramic body having a first diameter; inserting a corrosion-resistant solid wire through the hole, the wire comprising a material selected from the group consisting of platinum, palladium, rhodium, iridium, osmium and alloys of platinum, palladium, rhodium, iridium, and osmium, and the wire having a second diameter; firing the green ceramic body to sinter it thereby forming a sintered ceramic body; and the first and second diameters being selected such that cracking of the sintered ceramic body adjacent the wire as a result of dimensional changes of the green ceramic body during firing is avoided and a substantially hermetic seal is formed between the sintered ceramic body and the wire, wherein the green ceramic body has a thickness of at least 0.050 inches thick.
2602 | Connectors for making connections between analyte sensors and other devices | Analyte sensor connectors that connect analyte sensors, e.g., conductive members of analyte sensors, to other devices such as sensor electronics units, e.g., sensor control units, are provided. Also provided are systems that include analyte sensors, analyte sensor connectors, and analyte sensor electronics units, as well as methods of establishing and maintaining connections between analyte sensors and analyte sensor electronics units, and methods of analyte monitoring/detection. Also provided are methods of making analyte sensor connectors and systems that include analyte sensor connectors. | 1. An electrode, arrangement, comprising: a base substrate; a first conductive layer having a width (W1) and positioned on the base substrate; a first dielectric layer positioned over at least a portion of the first conductive layer; a second conductive layer having a with (W2) and positioned on the first dielectric layer; a conductive strip positioned in contact with the second conductive layer; and at least two fiducial; marks on the base substrate adjacent to the first conductive layer; wherein the fiducial marks are positioned to indicate the width and location of the first conductive layer on the base substrate; wherein the conductive strip comprises a material that is different from the second conductive layer.
2603 | Surgical instrument with ultrasonic transducer having integral switches | An ultrasonic surgical device comprises a handle assembly, a shaft assembly, and a removable transducer module. The transducer module includes a waveguide, a locking mechanism, and an electronics assembly including at least one button. The handle assembly includes a trigger assembly configured to actuate the button(s) of the electronics assembly when the transducer module is coupled with the handle assembly. The shaft assembly engages the waveguide of the transducer module and is disposed at the distal end of the handle assembly. The distal end of the shaft assembly includes a harmonic blade. When assembled with the handle assembly, the transducer module is capable of providing ultrasonic energy to the harmonic blade. | 1. A surgical device, comprising: (a) a detachable module comprising a transducer operable to convert electrical power into ultrasonic vibrations, wherein the detachable module further comprises an electronics assembly, wherein the electronics assembly comprises at least one button, wherein the at least one button is configured to actuate to thereby cause the transducer to convert electrical power into a at least one corresponding level of ultrasonic vibrations; (b) a body, comprising: (i) a housing having a distal end and a proximal end, wherein the housing is configured to removably receive the detachable module, (ii) a shaft assembly extending distally from the distal end of the housing, and (iii) a trigger assembly movably coupled with the housing, wherein the trigger assembly comprises at least one lever member, wherein the at least one lever member is operable to directly engage a corresponding button of the at least one button so as to selectively activate the transducer at an associated level of ultrasonic vibrations; and (c) a locking feature operable to selectively secure the detachable module to the body.
2604 | Optimizing data retrieval from an active implantable medical device | An external data retrieval apparatus includes a transceiver, and a processing system coupled to the transceiver. The processing system obtains a plurality of measures over a period of time. The measures relate to a quality of a communications channel between the data retrieval apparatus and an active implantable medical device. The processing system determines a trend in the plurality of measures over the period of time, and then determines a preferred time during which to retrieve data based on the trend. | 1. A method of data retrieval by an external data retrieval apparatus, the method comprising: retrieving, by the external data retrieval apparatus, data corresponding to each of a plurality of data types from a memory of an active implantable medical device, wherein the data corresponding to each of the plurality of data types provides different information related to one or more occurrences of physiological events; for each of the plurality of data types, automatically determining, by the external data retrieval apparatus, a time until a next retrieval of data corresponding to the data type by: 1) obtaining time information associated with the retrieved data corresponding to the data type, 2) determining a period of time based on the obtained time information, and 3) calculating the time until a next retrieval of data corresponding to the data type, wherein the calculated time is a function of the determined period of time; and for at least one of the plurality of data types, automatically initiating, by the external data retrieval apparatus, the next retrieval of data corresponding to the at least one of the plurality of data types at the calculated time for the at least one of the plurality of data types.
2605 | Server for communication with an implantable medical device | A system and method for modifying the parameters of an implantable medical device includes an implantable medical device that communicates with a remote control device that, in turn, communicates through the browser of a computer or any other device capable of using mark-up language protocol. The computer optionally communicates with other computers and/or devices through a network. | 1. A system, comprising: an implantable medical device; and a first device configured to directly wirelessly communicate with the implantable medical device, wherein the first device comprises a server configured to communicate with a second device, and wherein the server is configured to receive a request from the second device and transmit information to the second device in response to the request.
2606 | Self-regulating transcutaneous energy transfer | A rechargeable battery system and method are disclosed, in which an implantable medical device (IMD) regulates its transfer of energy from a separate charger unit. For recharging, a charger unit is brought into proximity to the implanted device. An oscillating current is generated in a primary coil, located in the charger. By inductive coupling through an oscillating magnetic field, an alternating current is generated in a secondary coil, which is implanted in or near the implanted device. The alternating current then passes through a half-wave or full-wave rectifier to form a one-sided current, then passes through a regulator to form an essentially direct current, which is in turn directed to the rechargeable battery in the implanted device. The secondary coil has a controllable damped resonant frequency, which can be dynamically tuned away from the driving frequency of the primary coil by a variable resistor and/or by varying a duty cycle of a rapidly switched electrical element. If a control loop in the implant senses that more power is being received at the second coil than is actually being used to recharge the battery, the control loop temporarily changes the variable resistance. When this happens, the resonant frequency of the secondary coil is detuned slightly away from the driving frequency, so that less of the incoming power is absorbed by the secondary coil. Alternatively, the secondary coil may be temporarily short-circuited. With less or no excess power entering the circuitry of the implant, the problem of overheating is mitigated. | 1. An implantable device for receiving electrical power from an external charger unit, the external charger unit producing an oscillating current in a primary coil at a driving frequency, the oscillating current producing an oscillating magnetic field proximate the external charger unit, the implantable device comprising: a secondary coil for receiving the oscillating magnetic field and producing an alternating current at the driving frequency, the amplitude of the alternating current depending in part on the driving frequency, on an amplitude of the oscillating current in the primary coil, and on the relative orientations of the primary and secondary coils; a rectifier for receiving the alternating current from the secondary coil and producing a single-sided current; a regulator for receiving the single-sided current from the rectifier and producing an essentially direct current at a regulated voltage; a rechargeable battery charged by the essentially direct current; and a control loop for temporarily short-circuiting both ends of the secondary coil to ground.
2607 | Athletic training, data collection, dynamic, and personified sporting method, apparatus, system, and computer program product | A computer implemented personified sporting apparatus, system, method and/or computer program product may provide an electronically and programmably controlled personification attributes of a sport, and can include: a sporting device, comprising a processor; a memory coupled to the processor; at least one personified feature, attribute, or movement; and at least one user interface coupled to sporting device, wherein said user interface comprises at least one of: a display device, at least one input device, at least one output device, a keyboard, or a touchscreen, and wherein said at least one sporting device is configured to at least one of: enable at least one user to interact with said at least one sporting device; receive a selection of at least one sporting routine; or receive instructions to control said at least one sporting device. The device can include a robot, display(s), and/or optional speech bubbles. | 1. A personified sporting robotic device apparatus comprising: at least one robot comprising: a plurality of joint axes, wherein each joint axis of said plurality of joint axes comprises: at least one motor; at least one structural member coupled to at least one of said each of said plurality of joint axes motors, wherein each of said at least one motor is configured to move an associated coupled at least one of said at least one structural member; at least one sporting device coupled to said at least one robot, wherein said at least one sporting device comprises at least one personified feature, attribute, or movement; and at least one computer processor, wherein said at least one computer processor is coupled to said plurality of joint axes motors; at least one memory coupled to said at least one computer processor; at least one user interface coupled to said at least one robot, wherein said at least one user interface is configured to interact with a user to receive a selection of at least one sporting routine, wherein said at least one user interface comprises: at least one input device coupled to said at least one computer processor; and at least one output device coupled to said at least one computer processor; wherein the personified sporting robotic device apparatus comprises at least one of: a) wherein said user interface comprises at least one of: a display device, said at least one input device, said at least one output device, a keyboard, or a touchscreen; b) wherein said at least one computer processor is configured to save or retrieve said at least one sporting routine from said at least one memory; c) wherein said at least one computer processor is configured to randomize at least one challenge by said at least one sporting device; or d) wherein said computer processor is configured to at least one of: combine a plurality of previously saved of said at least one sporting routine, or shuffle a plurality of previously saved of said at least one sporting routine; and further comprising at least one of: a) wherein said at least one sporting device comprises being configured to at least one of: pitch or throw; catch or hit; automatically adjust; automatically move; move, adjust or modify position; move in at least two directions; move or adjust with respect to player position; move with at least one of a velocity, or an acceleration; automatically move in at least one of a horizontal plane, or a vertical plane; adjust or move at least one goal; adjust or move at least one target; adjust or move in five axes of freedom relative to a support; adjust or move with at least one fixed dimension; adjust or move within a precise vertical or horizontal dimensional range; provide at least one sporting goal for a game; provide a plurality of sporting goals for a game; provide an adjustable or moving goal; provide at least one goal automatically moveable based on a received input; or provide at least one goal stationary for at least a predetermined interval; b) wherein said at least one sporting device comprises at least one of: a target; a goal; a ring; a closed loop; a closed polygon with an opening therein; a ring between the user and a final target; a border with an aperture therethrough; or a ring between the user and a final goal; c) wherein said at least one sporting device comprises at least one of: a pitching capability; a throwing capability; a catching capability; a hitting capability; an offensive capability; a defensive capability; a goal; a basketball goal; a soccer goal; a target; a hockey goal; a field hockey goal; a hockey goal; a winter sports goal; a summer sports goal; a shooting sports target; an archery goal; a field goal; a lacrosse goal; a tennis target; a golf target; a football target; an intermediate goal; a plurality of goals; or a FRISBEE flying disc golf goal; or d) wherein said at least one personified feature, attribute, or movement comprises at least one of: at least one personified attribute associated with said at least one sporting device; or at least one character associated with said at least one sporting device.
2608 | Image capture and identification system and process | A digital image of the object is captured and the object is recognized from plurality of objects in a database. An information address corresponding to the object is then used to access information and initiate communication pertinent to the object. | 1. A method of enabling an interaction with digital content, comprising: associating an object with (a) content information associated with the object including an image of the object in a database including image characteristics of the real-world object and (b) an information address; receiving, by a server and from a mobile device, a digital representation of a scene, the digital representation of the scene comprising location data; deriving characteristics from the digital representation; recognizing, by the server, the object as a target object based at least in part on the location data and the derived characteristics of the representation of the scene; receiving, by the mobile device, the content information associated with the object via the information address; and executing, by the mobile device, an interactive application that incorporates the content information.
2609 | Minimally invasive surgical training using robotics and telecollaboration | A medical system that allows a mentor to teach a pupil how to use a robotically controlled medical instrument. The system may include a first handle that can be controlled by a mentor to move the medical instrument. The system may further have a second handle that can be moved by a pupil to control the same instrument. Deviations between movement of the handles by the mentor and the pupil can be provided as force feedback to the pupil and mentor handles. The force feedback pushes the pupil's hand to correspond with the mentor's handle movement. The force feedback will also push the mentor's hand to provide information to the mentor on pupil's movements. The mentor is thus able to guide the pupil's hands through force feedback of the pupil handles to teach the pupil how to use the system. | 1. A method for providing shared control of a first medical device between first and second operators, the method comprising: detecting movement of a first input device being operated by the first operator so as to define a first input distance; detecting movement of a second input device being operated by the second operator so as to define a second input distance; commanding the first medical device to be robotically moved according to a movement command including a sum of first and second products, wherein the first product is a product of the first input distance and a first factor that is proportional to the number one minus a user settable parameter value, and the second product is a product of the second input distance and a second factor that is proportional to the user settable parameter value; generating a first visual indication that indicates a difference between the first and second input distances; and providing said first visual indication so as to be viewable by the first operator operating said first input device.
2610 | Charging apparatus for mobile device and multi-station charging apparatus using the same | Charging apparatuses are provided for charging mobile devices while sterilizing the mobile devices via UV illumination. Such a charging device can include a charging apparatus case having a slot structured to receive a mobile device. The front and rear surfaces of the mobile device are exposed to inner walls of the slot; and at least one UV light source can irradiate UV light onto the front and rear surfaces of the mobile device, which are exposed to the inner walls of the slot. | 1. A charging apparatus for charging a mobile device, the charging apparatus comprising: a charging apparatus case including a slot structured to receive a mobile device into the slot, wherein front and rear surfaces of the mobile device are exposed to inner walls of the slot; at least one UV light source disposed on at least one of the inner walls of the slot and configured to irradiate UV light onto the front and rear surfaces of the mobile device, which are exposed to the inner walls of the slot; and a slide dock moveable between: a first position in which a charging terminal on the slide dock is inside the charging apparatus case and accessible to the mobile device by insertion of the mobile device in the slot, and a second position in which the charging terminal on the slide dock is outside the charging apparatus case and not accessible to the mobile device by insertion of the mobile device in the slot.
2611 | Automatic sound equalization device | A technique for determining one or more equalization parameters includes acquiring, via one or more electrodes, auditory brainstem response (ABR) data associated with a first audio sample and determining, via a processor, one or more equalization parameters based on the ABR data. The technique further includes reproducing a second audio sample based on the one or more equalization parameters, acquiring, via the one or more electrodes, complex auditory brainstem response (cABR) data associated with the second audio sample, and comparing, via the processor, the cABR data to at least one representation of the second audio sample to determine at least one measure of similarity. The technique further includes modifying the one or more equalization parameters based on the at least one measure of similarity. | 1. A non-transitory computer-readable storage medium including instructions that, when executed by a processor, configure the processor to determine one or more equalization parameters, by performing the steps of: acquiring complex auditory brainstem response (cABR) data associated with an audio sample; comparing the cABR data to at least one representation of the audio sample to determine at least one measure of similarity; and determining the one or more equalization parameters based on the at least one measure of similarity.
2612 | Waveform shaping filter and radiation detection device | A waveform shaping filter according to one embodiment includes a first resistor, a first transistor, a first capacitor, and a first amplifier. The first resistor includes one end to which a signal current is input and the other end. The first transistor includes a first terminal connected to the other end of the first resistor, a second terminal, and a control terminal. The first capacitor includes one end connected to the other end of the first resistor and the other end. The first amplifier includes an input terminal connected to the one end of the first resistor and an output terminal connected to the control terminal of the first transistor. | 1. A waveform shaping filter comprising: a first resistor that includes one end to which a signal current is input and the other end; a first transistor that includes a first terminal connected to the other end of the first resistor, a second terminal, and a control terminal; a first capacitor that includes one end connected to the other end of the first resistor and the other end; and a first amplifier that includes an input terminal connected to the one end of the first resistor and an output terminal connected to the control terminal of the first transistor.
2613 | Physiological test credit method | A physiological test credit method determines if test credits are available to the monitor and checks if a Wi-Fi connection is available. If test credits are less than a test credit threshold, the monitor connects to a test credit server, processes server commands so as to download test credits and disconnects from the server. In various embodiments, the monitor is challenged to break a server code, the server is challenged to break a monitor code. The server validates monitor serial codes, and saves monitor configuration parameters. | 1. A physiological test credit method programmatically initiates wireless communications between a physiological monitor and a remote server in response to available test credits falling below a predetermined threshold in response to a physiological test so as to download additional test credits from the server to the monitor and therefore enable the monitor to perform additional physiological parameter spot-checks on a per test credit basis, the physiological test credit method comprises: establishing a threshold for test credits stored in an optical sensor attached to a corresponding physiological monitor; securely connecting a server to the monitor when remaining test credits fall below the threshold; downloading test credits from the server to the monitor, and sending from the monitor to the server an acknowledgement for receipt of the test credits, wherein upon the server receiving the acknowledgement, the method further comprises the following steps using a two-way handshake: deducting the test credit from a user account at the server; incrementing a test credit downloading index count at the server, and updating credits from the monitor to a sensor configured for performing the physiological test.
2614 | Multi-modal biometric identification | At least two biometric measurement signals are generated by contact with a single individual. At least one feature is extracted from each signal of the at least two biometric measurement signals, the extracted features are combined to generate a combined biometric signal. The combined biometric signal is compared with a defined biometric signal associated with a known individual, responsive to the combined biometric signal matching the defined biometric signal, a signal is transmitted indicating that the single individual is the known individual. The biometric measurement signals can be collected by a biometric identification device worn or carried by the single individual. The processing may be done by the biometric identification device or a remote server. | 1. A method, comprising: receiving, at a computing device, at least two biometric measurement signals generated by contact with a single individual, wherein the at least two bimetric measurement signals comprise an electrocardiograph (ECG) signal and a photoplethysmography (PPG) signal; extracting, at the computing device, at least one feature from each signal of the at least two biometric measurement signals; combining the at least one feature extracted from each signal to generate a combined biometric signal; comparing the combined biometric signal with a defined biometric signal associated with a known individual; and transmitting a signal, responsive to the combined biometric signal matching the defined biometric signal, indicating that the single individual is the known individual.
2615 | Universal interface system for MRI applications | An interface system for providing a signal interface between devices in a magnetic resonance imaging (MRI) magnet room and devices in the outside environment to the magnet room. An exemplary embodiment includes a signal transmission link between the MRI magnet room and the outside environment, the link including a wireless local area network. A controller system is located in the outside environment and connected to the devices in the outside environment. A transducer system is located in the MRI magnet room and connected to the devices in the MRI magnet room. | 1. A universal interface system for interfacing between the outside environment and an MRI (magnetic resonance imaging) magnet room, configured to avow communication between the outside environment and different devices in the magnet room, which devices employ different signal interfaces or signal protocols from others of the devices, the interface system comprising: a high speed digital data signal transmission link between the MRI magnet room and a control room outside the MRI magnet room; a signal transducer system module disposed within the magnet room, the signal transducer system module configured for communication with the digital data signal transmission link, and comprising a plurality of transducer connectors configured to connect to corresponding device connectors of a set of the different devices which employ different signal interfaces or signal protocols in the magnet room; said transducer system module includes a transducer housing mounting said transducer connectors on a housing surface; the signal transducer system module configured to translate digital signals received through the digital data signal transmission link into signals delivered through at least some of said plurality of connectors of corresponding different formats or protocols for corresponding ones of said different devices in the magnet room, the signal transducer system module further configured to translate signals received through at least some of the transducer connectors from one or more of the corresponding different devices in the magnet room into digital signals for transmission over the digital data transmission link; a controller system module disposed in the control in signal communication with the high speed digital data transmission link, the controller system module having a plurality of module connectors configured to connect to control room device connectors associated with a plurality of different external devices in the control room, the plurality of control room different devices arranged to deliver video, audio, status or control signals for utilization by one or more of the magnet room devices and which employ different signal interfaces or signal protocols, said plurality of different external devices including a control room computer for controlling patient stimulus and recording patient responses, and said plurality of module connectors including a computer connector for signal connection to the control room computer; said controller system module including a controller housing mounting said controller connectors on a controller housing surface; the controller system module configured to translate signals received through at least some of the controller connectors from one or more of the corresponding control room external devices into digital signals for transmission over the digital data transmission link to said transducer system, the control system module comprising an audio codec for converting digital and analog signals received at one or more module connectors from one or more of said external devices into a processed audio codec signal, and a video processor responsive to video data signals received at one or more module connectors for formatting said video data signals into processor video signals having a video predetermined digital format, and is further configured to translate digital signals received through the digital data signal transmission link from the transducer system into signals delivered through at least some of said plurality of controller electrical connectors of a corresponding format and protocol for corresponding ones of said control room external devices.
2616 | Nurse call system, nurse call conversion unit, nurse call connection method, and program | In nurse call systems that enable communication from a plurality of cordless handsets with a plurality of extension terminals carried by nurses belonging to a group, a nurse call conversion unit is provided between a nurse call control device and a private branch exchange. A call signal for a group representative call in which only an identification number for a group is given is transmitted by the nurse call conversion unit from the nurse call control device to the private branch exchange. From this call signal, the private branch exchange generates a call signal for extension terminals belonging to a group and calls the extension terminals. | 1. A nurse call system comprising: a plurality of extension terminals grouped into a plurality of groups, each of the extension terminals being allocated with a terminal identification number (terminal ID) and each of the groups being allocated with a group identification number (group ID); a private branch exchange configured to call extension terminals belonging to one of the groups in response to an incoming call signal assigning said one of the groups; a plurality of slave units configured to perform telephone conversations with the extension terminals; a nurse call controller configured to receive call requests from the slave units, at least one of the call requests requesting a call to extension terminals belonging to the one of the groups, and to send a call signal corresponding to the at least one of the call requests, the call signal comprising a group ID of the one of the groups and terminal IDs of the extension terminals belonging to the one of the groups; and a nurse call conversion unit configured to provide an interface between the nurse call controller and the private branch exchange, wherein the nurse call conversion unit is further configured to receive the call signal from the nurse call controller, to convert the call signal, into a second call signal by including the group ID into the second call signal and omitting the terminal IDs from the second call signal, and the nurse call conversion unit is further configured to send the second call signal to the private branch exchange.
2617 | Opportunistic syncing methods for wearable devices | A system and method for monitoring the health of an animal using multiple sensors is described. The wearable device may include one or more sensors whose resultant signal levels may be analyzed in the wearable device or uploaded to a data management server for additional analysis. One or more embodiments include variations of the UWB system to accommodate differences in animals, such as scheduling or attempting transmissions between the wearable device and the data management server in such a way as to increase the likelihood of a successful transmission. | 1. A method comprising: receiving, by a processor, first data indicative of one or more signals at a wearable device for an animal, wherein at least one of the one or more signals is a reflected Ultra-Wide Band (UWB) signal; determining, by the processor, a first syncing schedule for attempting to transmit said first data indicative of the one or more signals to a remote device; determining, by the processor, a second syncing schedule different from the first syncing schedule for attempting to transmit second data, different from the first data, indicative of the one or more signals to said remote device.
2618 | Method of manufacturing a flexible circuit electrode array | Polymer materials make useful materials as electrode array bodies for neural stimulation. They are particularly useful for retinal stimulation to create artificial vision. Regardless of which polymer is used, the basic construction method is the same. A layer of polymer is laid down. A layer of metal is applied to the polymer and patterned by wet etch to create electrodes and leads for those electrodes. The base polymer layer is activated. A second layer of polymer is applied over the metal layer and patterned to leave openings for the electrodes, or openings are created later by means such as laser ablation. Hence the array and its supply cable are formed of a single body. | 1. A method of making a flexible circuit electrode array for neural stimulation comprising the steps of: depositing a polymer base layer; curing the polymer base layer; depositing a metal layer comprising platinum on the polymer base layer; depositing photoresist on the metal layer; exposing the photoresist; patterning the metal by wet etch to form metal traces; activating by deimidization the portion of the polymer base layer not covered by metal after the step of patterning to increase adhesion; and depositing a polymer top layer on the polymer base layer and the metal traces.
2619 | Data collecting head guard systems and methods thereof | A head guard is provided. The head guard includes one or more sensors as part of an sensory input and communications system. The head guard wirelessly communicates data to remote computing devices for intelligent data collection. | 1. A data collection system, comprising a plurality of head guards, wherein each of the plurality of head guards comprises: a multi-layered sidewall, wherein the multi-layered sidewall forms a dome, wherein the dome defines a circular opening for a head of a wearer and a plurality of sensor ports, and wherein the multi-layered sidewall comprises: a stretchable fabric layer, and a padding layer; and a removable cover system selectably attachable to the multi-layered sidewall, wherein the removable cover system has an inner surface and an outer surface, wherein a portion of the inner surface of the removable cover system is attachable to a portion of the dome to maintain the position of the removable cover system relative to the dome; and a sensory input and communications system, wherein at least a portion of the sensory input and communications system is positioned between the cover system and the multi-layered sidewall, the sensory input and communications systems comprises: a microcontroller, a plurality of sensors that are each in communication with the microcontroller, wherein each of the plurality of sensors are removably received into a respective one of the plurality of sensors ports, a communications unit, and a local indicator, wherein the microcontroller is configured to activate the local indicator upon a detected impact in excess of a predefined magnitude, wherein the local indicator comprises any of a visual device and an audio device; and an activity monitoring computing system to wirelessly receive data collected by each of the plurality of head guards, the activity monitoring computing system comprising at least one processor and non-transitory computer readable medium having instructions stored thereon which when executed by a processor cause the processor to: for the data received from each of the plurality of head guards, determine athlete information associated with the data based on the source of the data; group data based on one or more factors selected from the group of factors comprising sport, age, and geography; and generate aggregated data reporting based on the grouped data.
2620 | Outpatient monitoring systems and methods | Described are computer-based methods and apparatuses, including computer program products, for outpatient monitoring. In some examples, the outpatient monitoring technology includes a system for remote monitoring and consultations of patients' state associated with automated interpretation of vital signs signals. In other examples, the outpatient monitoring technology includes a system for remote monitoring of patients' state associated with analysis of full-disclosure vital signs digital signals with reduced bit data or channel data. In some examples, the outpatient monitoring technology includes a system for remote monitoring of patients' state associated with ongoing automated analysis and transmission of full-disclosure vital signs digital signals and automatically generated signals' interpretation results and manually marked patient symptoms. | 1. A method for remote monitoring of patients's state associated with interpretation results data representative of the patients's vital signs, comprising the steps of: remotely initializing a portable patient monitor to begin a monitoring session having an associated unique identification number, the remote initialization causing the portable patient monitor to acquire, via a vital signs sensor, continuous full-disclosure vital signs; analyzing, in real time via the portable patient monitor, the continuous full-disclosure vital signs to identify at least one of: a pathological event and emergency event; selecting, via the portable patient monitor, portions of the continuous full-disclosure vital signs to be stored, at the portable patient monitor, as uncompressed/unreduced data fragments based on generated interpretation results and/or a signal condition representing at least one significant signal event; transmitting data signals representative of the continuous full-disclosure vital signs with interpretation results to a remote location, wherein the full-disclosure vital signs are real-time patient vital signs, by creating, at the portable patient monitor, data signals that includes a combination of bit-reduced/channel-reduced data signals and the uncompressed/unreduced data signals, wherein the uncompressed/unreduced data signals represent at least one of: the pathological event and emergency event; and synchronizing verified interpretation results data with a data interpretation center and repository of a remote monitoring station.
2621 | Hand-held medical-data capture-device having optical detection of vital signs from multiple filters and interoperation with electronic medical record systems | In one implementation, an apparatus estimates body core temperature from an infrared measurement of an external source point using a cubic relationship between the body core temperature and the measurement of an external source point is described, estimates temperature from a digital infrared sensor and determines vital signs from a solid-state image transducer, or determines vital signs from a solid-state image transducer and estimates body core temperature from an infrared measurement of an external source point using a cubic relationship between the body core temperature and the measurement of an external source point; after which the estimated and/or determined information is transmitted to an external database. | 1. A non-touch thermometer to measure a temperature, the non-touch thermometer comprising: a microprocessor; a battery operably coupled to the microprocessor; a single button operably coupled to the microprocessor; a camera operably coupled to the microprocessor and operable to capture at least two images to a memory; wherein the microprocessor includes a pixel-examination-module that is operable to examine pixel values of the at least two images in the memory, a temporal-variation module that is operable to determine temporal variation of the pixel values between the at least two images, wherein the temporal-variation module includes a skin-pixel-identifier that identifies pixel values that are representative of the skin in at least two images, a spatial bandpass filter that is operably coupled to the skin-pixel-identifier and that processes output of the skin-pixel-identifier, a temporal bandpass filter that is operably to a regional facial clusterial module and that is applied to output of the spatial bandpass filter and a temporal-variation identifier that is operable coupled to the temporal bandpass filter and that identifies temporal variation of the output of the temporal bandpass filter, the microprocessor further comprising a signal processing module that is operable to amplify the temporal variation resulting in amplified temporal variation, and a vital-sign generator that is operably coupled to the signal processing module that generates at least one human vital sign from the temporal variation; a wireless communication subsystem that is operably coupled to the microprocessor and that is operable to transmit a representation of the at least one human vital sign.
2622 | Hand-held medical-data capture-device having a digital infrared sensor with no analog readout ports and optical detection of vital signs through variation amplification and interoperation with electronic medical record systems without specific discovery protocols or domain name service | In one implementation, an apparatus estimates body core temperature from an infrared measurement of an external source point using a cubic relationship between the body core temperature and the measurement of an external source point is described, estimates temperature from a digital infrared sensor and determines vital signs from a solid-state image transducer, or determines vital signs from a solid-state image transducer and estimates body core temperature from an infrared measurement of an external source point using a cubic relationship between the body core temperature and the measurement of an external source point; after which the estimated and/or determined information is transmitted to an external database. | 1. A device to measure a temperature of a human, the device comprising: a microprocessor; a battery operably coupled to the microprocessor; a camera operably coupled to the microprocessor and providing at least two images to the microprocessor; a digital infrared sensor operably coupled to the microprocessor, the digital infrared sensor having only digital readout ports, the digital infrared sensor having no analog sensor readout ports; and a wireless communication subsystem that is operably coupled to the microprocessor and that is operable to transmit a representation of the temperature of the human, wherein the microprocessor is operable to receive from the digital readout ports a digital signal that is representative of an infrared signal detected by the digital infrared sensor and the microprocessor is operable to determine the temperature of the human from the digital signal that is representative of the infrared signal and the microprocessor including a cropper that is operable to receive the at least two images and operable to crop the at least two images to exclude a border area of the images, generating at least two cropped images, the microprocessor also including a temporal-variation-amplifier of the at least two cropped images that is operable to generate a temporal variation of the at least two cropped images, the microprocessor also including a vital-sign generator that is operably coupled to the temporal-variation-amplifier that is operable to generate at least one vital sign from the temporal variation, wherein the device does not support specific discovery protocols or domain name service.
2623 | Network connectivity unit for hospital bed | A hospital bed is programmable with new firmware that is downloaded to the bed over a network. The firmware is downloaded to the bed automatically from a remote computer device. The remote computer device receives a message from the hospital bed which includes data regarding the version number of the bed's current firmware, and if the version number indicates that the firmware is an outdated version, the remote computer device downloads a new version of the firmware to the bed. | 1. An interface unit for use in a healthcare facility having a computer located remotely from a patient room which has a patient bed therein, the interface unit being located in the patient room and spaced from the patient bed, the interface unit comprising: a first connector which is communicatively coupleable to the hospital bed, a second connector which is communicatively coupleable to the computer, and circuitry comprising at least two device connectors for connection to external devices, the circuitry storing a unit identification (ID) that is associated with the patient room of the healthcare facility, the unit ID being transmitted by the circuitry through the second connector without transmitting the unit ID through the first connector and the at least two device connectors.
2624 | Wearable personal monitoring system | A system includes one or more sensors to detect activities of a mobile object; and a processor coupled to the sensor and the wireless transceiver to classify sequences of motions into groups of similar postures each represented by a model and to apply the models to identify an activity of the object. | 1. A wearable monitoring apparatus, comprising: a housing adapted to be worn by a person on a wrist of the person; an accelerometer disposed in the housing; a radio frequency transceiver disposed in the housing; and a processor disposed in the housing, wherein the processor analyzes signals from the accelerometer to determine whether the signals are indicative of a predefined exercise of the person, and wherein the processor computes calories burned by the person based on the signals from the accelerometer and the predefined exercise of the person, and wherein the processor transmits the calories burned to a remote device via the radio frequency transceiver.
2625 | Methods and apparatus for monitoring and encouraging health and fitness | Methods and apparatus are provided for monitoring and encouraging health and fitness. In accordance with a first aspect, an apparatus is provided that is adapted to assist in weight loss and exercise. The apparatus comprises a personal digital assistant (PDA) having computer program code adapted to assist in at least one of calorie counting, meal selection, meal suggestion, weight monitoring, weight loss or gain monitoring, fat consumption monitoring, sugar consumption monitoring and salt consumption monitoring. The PDA also includes computer program code adapted to display historical data regarding at least one of calorie counting, meal selection, meal suggestion, weight monitoring, weight loss or gain monitoring, fat consumption monitoring, sugar consumption monitoring and salt consumption monitoring. Numerous other embodiments are provided, as are methods, systems and computer program products. | 1. A system comprising: a wearable monitor that monitors biometric information of a user as the user exercises, wherein the wearable monitor includes a wrist band and communicates biometric information wirelessly; and an application executable on a web-enabled, handheld electronic device associated with the user, the application including computer program code operative to direct the web-enabled, handheld electronic device to: receive biometric information measured by the wearable monitor worn by the user as the user exercises; communicate exercise level information determined from the received biometric information to a remotely-located server; communicate geographic information about the user to the remotely-located server; receive input from the user indicating a diet and exercise goal; provide the diet and exercise goal to the remotely-located server; obtain product information for a product determined by the remotely-located server to be consistent with the diet and exercise goal, such determination being based on the exercise level information provided to the remotely-located server; and present the product information to the user on the web-enabled, handheld electronic device as being consistent with the diet and exercise goal.
2626 | Method and apparatus for a smart vehicle gateway with connection context aware radio communication management and multi-radio technology | An information handling system operating as a smart vehicle gateway and includes a wireless adapter for communicating with a wireless link and a storage device for storing a spatial-temporal user profile comprising wireless device usage trend data for a location in or near a predicted smart vehicle gateway path during a future time interval for a smart vehicle gateway. The smart vehicle gateway may operate to establish a wireless link on one of several WWAN link options as a home network via a programmable eSIM. The information handling system further includes positional detector and an application processor that determines a trajectory estimation during a future time interval. | 1. An information handling system functioning as a smart vehicle gateway comprising: a local wireless adapter to wirelessly communicate with a plurality of wireless devices proximate to a vehicle; a wireless adapter to communicate with a wireless link and provide connectivity for the plurality of wireless devices proximate to the vehicle; a storage device to store a spatial-temporal user profile comprising wireless device usage trend data for a plurality of locations where the smart vehicle gateway has operated; a positional detector to detect a location of the smart vehicle gateway; an application processor to correlate the wireless device usage trend data for a first location in or near a predicted smart vehicle gateway path during a future time interval; the application processor to determine a list of optimal wireless service carriers and available wireless protocols at the first location based on a mobile wireless traffic report with a spatial-temporal radio frequency profile indicating signal quality for the plurality of wireless links and the wireless device usage trend data for the first location along the predicted smart vehicle gateway path during the future time interval; the application processor to select an international mobile subscriber identity (IMSI) for one of the optimal wireless links from an electronic subscriber identity module (eSIM) programmable to switch between multiple available wireless service carriers; and the wireless adapter to switch to a selected optimal wireless link on a wireless service carrier corresponding to the selected IMSI.
2627 | Tamper proof circuit for surgical instrument battery pack | A surgical instrument includes a shaft, an end effector extending distally from the shaft, and a housing extending proximally from the shaft. The housing includes a motor configured to generate at least one motion to effectuate the end effector, and a power source configured to supply power to the surgical instrument, wherein the power source includes a casing, a data storage unit, and a deactivation mechanism configured to interrupt access to data stored in the data storage unit. In addition, the power source includes a battery pack and a deactivation mechanism configured to deactivate the battery pack if the casing is breached. | 1. A surgical instrument, comprising: a shaft; an end effector extending distally from said shaft; and a housing extending proximally from said shaft, said housing comprising: a motor configured to generate at least one motion to effectuate said end effector; and a power source configured to supply power to said surgical instrument, wherein said power source comprises: a casing; a data storage unit; an interface configured to permit an external device to download data stored in the data storage unit, wherein said interface is enclosed by said casing; a deactivation mechanism comprising a severable connector, the severable connector coupling the interface and the data storage unit; and wherein the severable connector is severed when the casing is opened, thereby interrupting access via the interface to the data stored in the data storage unit.
2628 | Systems and methods for detecting degradation of a microphone included in an auditory prosthesis system | An exemplary system includes a sound processor associated with a patient and a microphone ( 102 ). The microphone is configured to detect an audio signal presented to the patient and output an output signal ( 302 ) representative of the audio signal. The sound processor is configured to 1) receive the output signal, 2) identify at least one temporal portion of the output signal that has a classification attribute associated with a reference signal, 3) determine ( 304 ) a signal characteristic value ( 306 ) associated with the at least one temporal portion, 4) determine ( 308 ) that a difference ( 312 ) between the signal characteristic value associated with the at least one temporal portion and a reference signal characteristic value ( 310 ) associated with the reference signal meets a threshold condition, the meeting of the threshold condition indicating that a quality level of the microphone is below an acceptable level and 5) perform a predetermined action associated with the quality level of the microphone. | 1. A system for detecting microphone degradation in an auditory prosthesis system, the system comprising: a sound processor associated with a patient and configured to maintain data representative of a reference signal characteristic value and a classification attribute both associated with a reference signal; and a microphone communicatively coupled to the sound processor and configured to detect an audio signal presented to the patient and output an output signal representative of the audio signal; wherein the sound processor is further configured to receive the output signal for a predetermined amount of time that is greater than one day, identify at least one temporal portion of the output signal that has the classification attribute, determine a signal characteristic value associated with the at least one temporal portion, determine that a difference between the signal characteristic value associated with the at least one temporal portion and the reference signal characteristic value associated with the reference signal meets a threshold condition for the predetermined amount of time that is greater than one day, the meeting of the threshold condition for the predetermined amount of time that is greater than one day indicating that a quality level of the microphone is below an acceptable level, and perform, in response to the determination that the difference between the signal characteristic value associated with the at least one temporal portion and the reference signal characteristic value associated with the reference signal meets the threshold condition for the predetermined amount of time that is greater than one day, a predetermined action associated with the quality level of the microphone.
2629 | Medical device communication and charging assemblies for use with implantable signal generators, and associated systems and methods | Communication and charging assemblies for medical devices are disclosed herein. A communication and charging assembly in accordance with a particular embodiment includes a support element, with a communication antenna and a charging coil coupled to the support element. The charging coil can include wire loops having a plurality of wires and the support element can include a mounting surface shaped to match the charging coil and the communication antenna. In one embodiment, the communication and charging assembly are mounted in a header of an implantable signal generator. | 1. An implantable signal generator, comprising: a can having a shell, a lid, a controller and a battery, wherein the lid encloses an open end of the shell, and wherein the battery is electrically coupled to the controller; and a header portion adjacent the lid, wherein the header portion includes a communication antenna, a charging coil, a receiving element having an output terminal, and a feed-through wire extending from the output terminal, through the lid, and into the can, and wherein— the receiving element is at least partially physically secured by the feed-through wire and positioned to provide an electrical connection to a signal delivery device, the output terminal and the communication antenna are electrically coupled to the controller, the charging coil is electrically coupled to the battery, the charging coil is positioned to receive electromagnetic energy and direct electrical current to charge the battery, and the communication antenna is positioned to receive external control signals and direct the external control signals to the controller.
2630 | Transmission of PET-signals by means of time division multiplexing | A nuclear imaging system includes a detector configured to detect at least one photon event. A timing signal path is electrically coupled to the detector. The timing signal path is configured to generate a timing signal indicative of a timing of the at least one photon event. An energy signal path is also electrically coupled to the detector. The energy signal path is configured to generate an energy signal indicative of an energy of the at least one photon event. A time-domain multiplexer is configured combine the timing signal and the energy signal into a compound signal. | 1. A nuclear imaging system, comprising: a detector configured to detect at least one photon event; a timing signal path electrically coupled to the detector and configured to generate a timing signal indicative of a timing of the at least one photon event; an energy signal path electrically coupled to the detector and configured to generate an energy signal indicative of an energy of the at least one photon event; and a time-domain multiplexer configured combine the timing signal and the energy signal into a compound signal, wherein the timing signal path comprises: a comparator; and a filter electrically coupled to the comparator wherein the filter comprises a mixed timing pickoff (MTP) filter.
2631 | Methods and systems for calibrating user devices | Methods and systems are described herein for a media guidance application that improves the customization and calibration of user devices to a particular user. For example, in response to erroneously detecting (or failing to detect) a user input of a first type, the media guidance application may re-calibrate the user device based on subsequent corrective inputs issued using a second input type such that future user inputs of the first type will not be erroneously detected (or fail to be detected). | 1. A method of calibrating user devices, the method comprising: monitoring, with a user device, a first input type for a command; receiving a first user input comprising a first user attempt to issue the command using the first input type, wherein the first user input does not trigger the command, wherein the first user input is detected based on a detection of a first indicium of the first user input, and wherein the first user input does not trigger the command because a value corresponding to the first indicium of the first user input is below a threshold value; receiving a second user input comprising a second user attempt to issue the command using a second input type, wherein the second user attempt triggers the command; and in response to receiving the second user attempt, recalibrating the user device such that subsequent receipt of the first user input with the first input type triggers the command by reducing the threshold value based on the value corresponding to the first indicium of the first user input.
2632 | Management system for skin condition measurement analysis information and management method for skin condition measurement analysis information | Service can be offered free of charge and the cost of a skin condition measuring device can be reduced by effectively using data on the occasion of obtaining an analysis result by transmitting measurement data by the skin condition measuring device to a server of a company providing a service of analyzing the measurement data. When a request is made from a contractor client to acquire data registered in a measurement data database, authentication is executed based on a contractor ID input from the contractor client. Additionally, when the measurement data database is searched from a contractor database based on the contractor ID, a search level and an access level are obtained. The contractor client is permitted to search the measurement data database within a range of the search level and the access level. | 1. A management system for skin condition measurement analysis information, comprising: a user client used by a user of a skin condition measuring device, connected to the skin condition measuring device, so as to be able to transmit data to and receive data from the skin condition measuring device, and also connected to a network to transmit and receive data; a data management server configured to transmit data to and receive data from the user client via the network, to store information related to the user, and to provide the information to the user as a primary user of the information and a secondary user of the information who is different from the user; an analysis result outputting unit configured to receive analysis result data of a skin condition obtained by analyzing measurement data measured by the skin condition measuring device, and to output the analysis result data to be displayable on the user client; and a secondary user client used by the secondary user, configured to transmit data to and receive data from the data management server, and provided with the information related to the user, wherein the user client includes: a user data transmitting unit configured to transmit user data to the data management server based on a request from the data management server, the user data being input by the user and also including personal information leading to specification of individual of the user and accompanying information excluding personal information of the users, correlated to a unique and non-duplicative client ID for each user; a measurement data transmitting unit configured to transmit the input measurement data correlated to the client ID to the data management server when the measurement data of the user measured by the skin condition measuring device is received from the skin condition measuring device; and an analysis result display unit configured to display analysis result data when the analysis result data of the measurement data is received from the analysis result outputting unit, wherein the data management server includes: a user data database in which user data is registered, the user data including the personal information and the accompanying information correlated to the client ID received from each of a plurality of user clients; a measurement data database in which the measurement data received from the user client and the client ID are registered to correlate with one another, the measurement data being registered as data in chronological order based on the acquisition time of the measurement data, a secondary user database in which a secondary user ID set for each of a plurality of secondary users is registered, a data providing unit configured to check the secondary user ID input from the secondary user client with the secondary user database when a request is made from the secondary user client to acquire data registered in the user data database or the measurement data database, extract the measurement data as data in chronological order of the user specified by the secondary user client and the accompanying information excluding the personal information from the user data, from the user data database and the measurement data database, and enable transmission of the extracted measurement data to the secondary user client; and wherein the secondary user client includes: a data requesting unit configured to transmit the secondary user ID and also request data registered in the user data database or the measurement data database to the data management server; and a receiving and storing unit configured to receive and store the accompanying information and the measurement data as the data in chronological order transmitted from the data management server based on a request of the data requesting unit.
2633 | Fingerprint enhanced authentication for medical devices in wireless networks | An infusion system to administer fluid is disclosed. The infusion system includes an infusion pump having a pump processor, a pump memory and a pump radio to enable bi-directional communication. The pump memory stores a plurality of fingerprint tokens and security conditions. The infusion system includes a controller with a processor, a controller memory and a controller radio to transmit and receive communication from the pump radio. The controller includes a fingerprint scanner and a graphical user interface (GUI) and controls to manipulate the GUI. The GUI and fingerprint scanner enable the controller to scan and determine tokens based on scanned fingerprints. Additionally, communication between the infusion pump and the controller establish relative proximity between the infusion pump and the controller such that when the relative proximity exceeds a threshold distance at least one of the plurality of security conditions is automatically matched. | 1. An infusion system to administer fluid, the infusion system comprising: an infusion pump having a pump processor, a pump memory and a pump radio to enable bi-directional communication, the pump radio further including an attenuator being configurable and the pump memory storing a plurality of user-selectable security modes, each of the plurality of user-selectable security modes configuring the attenuator to receive signals of a predetermined strength, and a controller having a controller processor, a controller memory, a controller radio to transmit and receive communication from the pump radio, the controller further having a graphical user interface shown on a display, and controls to manipulate the graphical user interface, the controller being paired with the infusion pump during a pairing phase via fingerprint authentication, wherein after the controller is paired with the infusion pump, and a user selects a security mode, the user-selected security mode is used to configure the attenuator for the bi-directional communication such that both the infusion pump and the controller transmit and expect to receive signals having a signal strength within a specified range for the user-selected security mode, wherein a security check is performed when the infusion pump receives a suspect signal, the suspect signal not matching the predetermined strength associated with the user-selected security mode, wherein the security check further comprises requesting a user to provide a fingerprint, re-calculating tokens associated with the requested fingerprint, sending the re-calculated tokens to the infusion pump, wherein the infusion pump compares the re-calculated token to the fingerprint authentication obtained during the pairing phase, and determining whether the re-calculated token matches the fingerprint authentication obtained during the pairing phase to verify secure communication.
2634 | Picosecond laser apparatus and methods for treating target tissues with same | Apparatuses and methods are disclosed for applying laser energy having desired pulse characteristics, including a sufficiently short duration and/or a sufficiently high energy for the photomechanical treatment of skin pigmentations and pigmented lesions, both naturally-occurring (e.g., birthmarks), as well as artificial (e.g., tattoos). The laser energy may be generated with an apparatus having a resonator with the capability of switching between a modelocked pulse operating mode and an amplification operating mode. The operating modes are carried out through the application of a time-dependent bias voltage, having waveforms as described herein, to an electro-optical device positioned along the optical axis of the resonator. | 1. A method for shifting a wavelength of a subnanosecond pulse laser apparatus comprising: providing a subnanosecond pulse as a pump for a laser resonator with a short roundtrip time, the laser resonator comprising an optical element, the laser resonator having a laser resonator length, wherein the optical element is a laser crystal with high absorption coefficient at the wavelength of the subnanosecond pulse, the laser crystal having a crystal length, wherein the crystal length is equal to the laser resonator length, wherein the roundtrip time of the laser resonator is substantially shorter than a pulse duration of the subnanosecond pulse that was used to pump the laser resonator; and generating, in the laser resonator, a subnanosecond wavelength shifted pulse having at least about 100 mj/pulse energy with a pulse duration such that a shorter subnanosecond pumping pulse used to pump the laser resonator results in a shorter generated subnanosecond pulse.
2635 | Microprocessor controlled class E driver | A charger including a class E power driver, a frequency-shift keying ("FSK") module, and a processor. The processor can receive data relating to the operation of the class E power driver and can control the class E power driver based on the received data relating to the operation of the class E power driver. The processor can additionally control the FSK module to modulate the natural frequency of the class E power transformer to thereby allow the simultaneous recharging of an implantable device and the transmission of data to the implantable device. The processor can additionally compensate for propagation delays by adjusting switching times. | 1. A charger comprising: a charging coil magnetically coupleable with an implantable device to recharge the implantable device; a class E driver electrically connected to the charging coil, wherein the class E driver comprises: a switching circuit, wherein the switching circuit is switched by application of a first voltage to the switching circuit; and a current sensor positioned to sense a current passing through the charging coil; and a processor electrically connected to the class E driver to receive data indicative of the current passing through the charging coil and electrically connected to the class E driver to control the switching circuit via the application of the first voltage to the switching circuit, wherein the processor is controllable according to stored instructions to receive data indicative of the current passing through the charging coil and control the switching circuit in response to the received data to adjust a drive frequency of the class E driver based on the zero crossing time.
2636 | Low frequency micro oscillator | A low frequency micro oscillator-driven oscillating system including at least one electric oscillation generator operative to produce oscillations at a first frequency, at least one oscillated article, at least one intermediate element, having at least one resonant frequency lower than the first frequency, the at least one intermediate element being oscillated by the at least one electric oscillation generator and being operative to cause the at least one oscillated article to oscillate and a power supply circuit, supplying electrical power intermittently in a periodic manner to the at least one electric oscillation generator, thereby causing the at least one oscillated article to oscillate at at least one second frequency, lower than the first frequency. | 1. A low frequency micro oscillator-driven oscillating system comprising: at least one electric oscillation generator operative to produce oscillations at a first frequency; at least one oscillated article; at least one intermediate element, having at least one resonant frequency lower than said first frequency, said at least one intermediate element being oscillated by said at least one electric oscillation generator and being operative to cause said at least one oscillated article to oscillate; and a power supply circuit, supplying electrical power intermittently in a periodic manner to said at least one electric oscillation generator, thereby causing said at least one oscillated article to oscillate at at least one second frequency, lower than said first frequency.
2637 | System and method for confirming identity and authority by a patient medical device | A system and method for confirming identity and authority by a patient medical device is provided. Master credentials are issued to a requesting device and a receiving device from an authorizing agent. The master credentials include a public key of the authorizing agent and a digital signature of a root certification authority. Device credentials are issued to the requesting device from the authorizing agent. The device credentials include a public key of the requesting device and a digital signature of the authorizing agent. Identification credentials are provided to the receiving device and include the device credentials and a digital signature of the requesting device. The requesting device is authenticated. The digital signature of the authorizing agent in the device credentials is checked using the public key of the authorizing agent in the master credentials of the receiving device. The digital signature of the requesting device in the identification credentials is checked using the public key of the requesting device in the device credentials. | 1. A system for confirming identity and authority by a patient medical device, comprising: master credentials issued to a requesting device and an implantable medical device from an authorizing agent comprising a public key of the authorizing agent and a digital signature of a root certification authority; a public key of the root certification authority provided to the implantable medical device; requesting device credentials issued to the requesting device from the authorizing agent comprising a public key of the requesting device and a digital signature of the authorizing agent; identification credentials provided to the implantable medical device comprising the requesting device credentials and a digital signature of the requesting device; and the implantable medical device configured to: check the digital signature of the root certification authority using the public key of the root certification authority; check the digital signature of the authorizing agent in the requesting device credentials using the public key of the authorizing agent in the master credentials of the implantable medical device; and check the digital signature of the requesting device in the identification credentials using the public key of the requesting device in the requesting device credentials; wherein programming of the implantable medical device is only permitted upon verification of the digital signature of the authorizing agent and verification of the digital signature of the requesting device.
2638 | Earpiece and headset | There is provided an earpiece or a headset comprising an audio input for receiving an audio signal to be reproduced, at least one electroacoustic reproduction transducer, an audio unit for effecting audio processing of the received audio signal, at least one converter unit for extracting power from the audio signal received at the audio input, a power storage means for at least partial intermediate storage of the power extracted from the audio signal, and a power control unit for controlling the extraction of the power from the audio signal and for controlling a power supply of the audio unit, in particular by way of the power stored in the power storage means and extracted from the audio signal. | 1. An earpiece or a headset comprising an audio input configured to receive an audio signal to be reproduced; at least one electroacoustic reproduction transducer configured to reproduce the received audio signal; an audio unit configured to effect audio processing of the received audio signal; at least one converter unit configured to extract power from the audio signal received at the audio input; a power storage means configured to at least partially intermediately store the power extracted from the audio signal; and a power control unit configured to control the extraction of the power from the audio signal and to control a power supply of the audio unit; wherein the power control unit is adapted to limit a mode of operation of the earpiece or the headset by reducing a level of active noise cancellation to reduce a power consumption of the audio unit if there is no longer sufficient power in the power storage means.
2639 | Method to use auxiliary channel to achieve fast and power-efficient association in wireless networks | A medical system includes one or more MBAN devices that acquire and communicate patient data. The medical system further including one or more medical body area network (MBAN) systems, each MBAN system including the one or more MBAN devices that communicate the patient data with a hub device via short-range wireless communication, the communication of the patient data via the short-range wireless communication being within a predefined spectrum. The hub device receives patient data communicated from the one or more MBAN devices and communicates with a central monitoring station via a longer range communication. The one or more MBAN devices transmit an association request to the hub device on one or more auxiliary channels to associate each MBAN device with the MBAN system, the auxiliary channels being outside the predefined spectrum. | 1. A medical system comprising: one or more medical body area network (MBAN) systems, each MBAN system including: one or more MBAN devices configured to acquire and communicate patient data with a hub device via short-range wireless communication, the communication of the patient data via the short-range wireless communication being within a predefined MBAN spectrum, the MBAN system being a secondary user in the predefined MBAN spectrum; the hub device being configured to receive patient data communicated from the one or more MBAN devices via the short-range wireless communication and communicate with a central monitoring station via a longer range communication wherein the one or more MBAN devices are configured to transmit an association request to the hub device via the short-range wireless communication on one or more auxiliary channels to associate each MBAN device with the hub device, the auxiliary channels being outside the predefined MBAN spectrum.
2640 | Long-term packaging for the protection of implant electronics | The present invention provides a micropackaged device comprising: a substrate for securing a device; a corrosion barrier affixed to said substrate; optionally at least one feedthrough disposed in said substrate to permit at least one input and or at least one output line into said micropackaged device; and an encapsulation material layer configured to encapsulate the micropackaged device. | 1. A micropackaged device, said micropackaged device comprising: a device; a thin-film substrate for securing said device, said thin-film substrate comprising: a first thin-film parylene layer, which is 1-10 μm thick; a metal adjacent to the first thin-film parylene layer; a second thin-film parylene layer, which is 20-60 μm thick, and which is adjacent to the metal to form a thin-film metal thin-film sandwich, wherein said second layer of thin-film has an opening, said opening having at least one electrical contact provided on an internal surface thereof, said opening configured to accept at least one electrical circuit device and to provide electrical communication between said at least one electrical contact and said at least one electrical circuit device; a corrosion barrier affixed to said substrate with an adhesive, wherein the corrosion barrier is made of a metal, ceramic or glass, which is disposed above and below the device; at least one feedthrough disposed in said substrate to permit at least one input and or at least one output line into said micropackaged device; and an encapsulation material layer made of parylene, silicone or a combination thereof configured to encapsulate said micropackaged device, wherein said encapsulation material layer creates an enclosed housing, wherein the corrosion barrier is 30% to 99% of the total area of the interior of enclosed housing, hermetically sealing said substrate and said corrosion barrier.
2641 | Vaporizable material handling for electronic vapor device | An electronic vapor device is disclosed comprising a first container for storing a vaporizable material, a vaporizer component coupled to the first container, configured for vaporizing the vaporizable material, a processor coupled to the vaporizer component, configured to control the vaporizer component in response to a disposition signal, and a network access device, coupled to the processor, configured for receiving the disposition signal from a remote server. | 1. An electronic vapor device comprising: a processor operable for controlling the electronic vaporizer device; a first container for storing a vaporizable material; a vaporizer component operatively coupled to the processor and controlled in part by the processor, wherein the vaporizer component is in fluid communication with the first container for receiving at least a portion of the vaporizable material therefrom, wherein the vaporizer component is operable to vaporize the vaporizable material received therein; a network access device operatively coupled to the processor and controlled by in part by the processor, wherein the network access device is operable to receive at least one disposition signal from a remote server; a disposition control mechanism operatively coupled to the processor and controlled in part by the processor, wherein the disposition control mechanism is operatively interposed between the vaporizer component and the first container, wherein the disposition control mechanism is operable to execute an operation in response to the at least one received disposition signal, wherein the disposition control mechanism comprises at least one of: a valve, a membrane, a foil barrier, a stationary wick, a movable wick, a bubble jet, a piezoelectric pump, a microfluidic pump, a mechanical pump, a heater, and combinations thereof; and wherein the at least one received disposition signal comprises at least one command to replenish the vaporizable material stored in the first container; wherein the disposition control mechanism is operable to replenish the first container from a reservoir that is internal to the electronic vapor device in response to the at least one received disposition signal.
2642 | Systems and methods for displaying objects on a screen at a desired visual angle | According to one or more embodiments, the processes and systems disclosed allow for displaying objects on a screen at a desired visual angle, and more particularly, in one aspect, to systems and methods for displaying optotypes during an eye examination. | 1. A process for conducting an eye examination, the process comprising: obtaining an image of a screen using a camera of a mobile device, the mobile device being proximate to a test subject, and the screen being spaced from the test subject; determining a camera pixel length of the screen in the image; determining a desired screen pixel length of an optotype to be displayed on the screen to produce a desired visual angle for the optotype; displaying the optotype on the screen at the desired visual angle; receiving an indication from the test subject in response to the displayed optotype; and determining a diagnosis or a lens prescription for the test subject based at least in part on the received indication.
2643 | Systems and methods for transfer of on-body medical devices between networks | A system for managing transfer of data in a medical body area network (MBAN) is presented. The system includes one or more sensor units disposed on a patient and configured to acquire data from the patient. Moreover, the system includes one or more detachable wireless communication and battery units, where the one or more detachable wireless communication and battery units are detachably coupled to a corresponding sensor unit. In addition, the system includes a patient monitoring device in bi-directional wireless communication with the one or more detachable wireless communication and battery units and configured to receive sensor data and maintain network connectivity between the one or more wireless communication and battery units and the patient monitoring device based on an operating condition of at least one wireless communication and battery unit of the one or more wireless communication and battery units. | 1. A system for managing transfer of data in a medical body area network (MBAN), the system comprising: one or more sensor units disposed on a patient and configured to acquire data from the patient; one or more detachable wireless communication and battery units, wherein the one or more detachable wireless communication and battery units are detachably coupled to a corresponding sensor unit; a patient monitoring device in bi-directional wireless communication with the one or more detachable wireless communication and battery units and configured to: receive sensor data; maintain network connectivity between the one or more wireless communication and battery units and the patient monitoring device based on an operating condition of at least one wireless communication and battery unit of the one or more wireless communication and battery units, wherein to maintain the network connectivity, the patient monitoring device is configured to: de-associate an unique identification of the at least one wireless communication and battery unit from a unique identification of the corresponding sensor unit based on the operating condition of the at least one wireless communication and battery unit; and associate the unique identification of the sensor unit with a unique identification of a second of the one or more wireless and communication and battery units to detachably couple the second of the one or more wireless and communication and battery units to the sensor unit based on a request from the second of the one or more wireless and communication and battery units, wherein the second of the one or more wireless communication and battery units is detachably coupled to the sensor unit via an attachment subunit of the sensor unit and an attachment subunit of the second of the one or more wireless communication and battery units.
2644 | System and method for voice control of measurement apparatus | A measurement apparatus includes sensors adapted to be coupled to tissue containing blood and configured to generate signals associated with physiological parameters. The device is configured to communicate with a software application through a base device. The software application is configured to operate on a control system. The control system is capable of receiving physiological parameter signals. The control system includes a touch-screen, a proximity sensor, circuitry for obtaining movement information from a positioning sensor, a mechanical system having actuators, and a wireless transmitter to transmit data to a host. The software application is operable to generate the physiological information based on the signals from the sensors. The control system is further configured to receive voice input signals and manually entered input signals. The host is configured to generate status information from the data and includes a memory storage device and a communication device. | 1. A measurement apparatus comprising: one or more sensors configured to generate signals associated with one or more physiological parameters, wherein at least one of the one or more sensors is adapted to be coupled to a tissue comprising blood, the measurement apparatus configured to communicate through a base device to a software application configured to operate on a control system adapted to receive and process physiological information, wherein the base device is capable of receiving at least a portion of the signals associated with one or more physiological parameters, the control system comprising a touch-screen, a proximity sensor, circuitry for obtaining movement information from a positioning sensor, a mechanical system comprising one or more actuators, and a wireless transmitter to transmit data over a wireless link to a host, the software application operable to generate the physiological information based at least in part on the signals from the one or more sensors, at least some of the physiological information comprising at least a part of the data, wherein the control system is further configured to receive voice input signals and manually entered input signals, wherein the host is configured to generate status information from the data and comprises: a memory storage device for recording the status information; and a communication device for communicating at least a portion of the status information over a communication link to one or more display output devices, wherein the one or more display output devices are located remotely from the host.
2645 | Systematic distillation of status data relating to regimen compliance | Configuration technologies for cost-effectively monitoring indicia of regimen compliance or noncompliance in response to one or more indications of symptoms or actions or other data on data-bearing media or in wireless transmissions, such as implementing techniques for providing or preventing access or otherwise acting on or communicating incremental or definitive indicia of compliance or noncompliance. | 1. A system comprising: circuitry for obtaining one or more signals indicating that at least a portion of a container containing a therapeutic material moved; and circuitry for capturing, responsive to the one or more signals indicating that the at least a portion of the container moved, sensor data indicating whether the therapeutic material has been administered to a subject, including at least capturing biometric sensor data indicating a bioactive material having an adverse interaction with the therapeutic material.
2646 | Intra-oral device for treating obesity | The present invention relates to an intra-oral device including a carrier that has an outside wall, an inside wall and an occlusal wall connecting the outside wall to the inside wall. The carrier has at least one inset and at least one insert carrying a beneficial agent that is adapted to fit the inset, and the beneficial agent is capable of promoting weight loss. The intra-oral device is positioned in a user's mouth so that the intra-oral device is in contact with the user's cheeks, lips and/or tongue and the beneficial agent passes through the mucosal membrane of the user's mouth. | 1. An intra-oral device comprising: a carrier having an outside wall, an inside wall, and an occlusal wall connecting the outside wall to the inside wall, wherein the outside wall, the inside wall, and the occlusal wall of the carrier define at least one channel for embracing an arch of teeth of a user of the intra-oral device; the carrier having a right-hand portion for embracing a portion of the arch of teeth on a right side of the user'ss mouth and a left-hand portion for embracing a portion of the arch of teeth on a left side of the user'ss mouth, and the carrier having an intermediate portion extending from the inside wall into a space disposed between the right-hand portion and the left-hand portion, the intermediate portion being generally planar and arranged to extend transverse to the inside wall, such that the intermediate portion extends along and parallel to at least a portion of either the roof or the floor of the user'ss mouth when the channel embraces the arch of teeth, wherein the intermediate portion includes an inset adapted to receive an insert carrying a beneficial agent, wherein the inset is recessed within a surface of the intermediate portion such that the inset has an open end along the surface, the inset being defined by an inner surface extending into the intermediate portion, and wherein the inner surface of the inset includes a plurality of perforations.
2647 | Guided movement | Wireless sensor network motes and radar & sensor-based systems receive sensed data, compare it to a predetermined standard and generate a signal to deploy a corresponding response. | 1. A guided movement apparatus having a guided movement system that comprises: a) synthesized and coordinated entities, each of said synthesized and coordinated entities functionally distinct, said synthesized and coordinated entities working in combination to provide guidance and support for the visually impaired, dementia inflicted, and otherwise infirmed with no human intervention being required; b) wherein one of said synthesized and coordinated entities comprises a wireless sensor network mote system, wherein the wireless sensor network mote system automatically processes data and fuses information from multiple sensors; c) wherein the guided movement apparatus comprises an intelligent walking stick, the intelligent walking stick being battery powered, the intelligent walking stick being enabled by said synthesized and coordinated entities; d) wherein the intelligent walking stick comprises a distal end and a wheel engaged at the distal end, the wheel being motorized and rolling such that the wheel is configured to pull and push the intelligent walking stick and pedestrian user forwardly and rearwardly, the wheel being spinnable in universal directions so as to turn the intelligent walking stick right and left such that a spin direction of the wheel is reversible; e) wherein an algorithm is configured to interpret a risk of falling as the pedestrian user leans away from an upright position after a pulsation warning provided by said intelligent walking stick; f) the intelligent walking stick being configured to initiate a counter-thrust and a momentum required to spin the pedestrian user and the intelligent walking stick ½ turn or 180 degrees; g) the intelligent walking stick being configured to reverse the spin direction of the wheel that is motorized to slow or thwart a fall of the pedestrian user; and h) the intelligent walking stick being configured to stop the intelligent walking stick.
2648 | Cardioplegia apparatus and method | A microplegia console for controlling the delivery of cardioplegia to a patient, comprising an integrated display/touch screen for displaying cardioplegia information and patient information and allowing inputting of parameters via the display/touch screen into the console for computer-controlled perfusion of cardioplegia into the patient. The invention further comprises a method for delivery of cardioplegia to a patient, including defining and selecting a protocol from a displayed list and sequencing a series of the protocols. The invention also comprises a method for cardioplegia delivery to achieve aortic valve closure. Additionally, the invention comprises a method for activating an icon whereby, upon a first selection of the icon, displaying an indicia indicating that the icon has been first selected; and upon a second selection of the icon, activating the icon. | 1. A console for controlling the delivery of cardioplegia to a patient, comprising in combination: a computer for computer-controlled perfusion of cardioplegia into the patient according to parameters, at least some of said parameters including a set of protocols, said computer then sequencing said protocols in a specific order fora particular patient and to deliver cardioplegia to the patient in accordance with said protocols in said sequence, an integrated display/touch screen for displaying cardioplegia information and information about the patient and allowing inputting of parameters, said protocols and said sequence via the display/touch screen into the console for computer-controlled perfusion of cardioplegia into the patient in accordance with said protocols in said sequence; a flow knob allowing manual control the cardioplegia flow rate, said manual control via said flow knob taking precedence over any in-process computer-controlled cardioplegia perfusion into the patient by suspending any in-process perfusion of cardioplegia into the patient in accordance with said protocols in said sequence, whereby manual control of the cardioplegia perfusion into the patient resumes, and an interface cable including an interface operatively connected between the console and a cardioplegia pump.
2649 | Implantable electrode array assembly including a carrier with embedded control modules contained in packages, the packages extending outwardly so as to extend over the carrier | An implantable electrode array that includes a carrier on which multiple spaced apart electrodes are disposed. Embedded in the module are control modules. The control modules are contained in packages. Portions of the packages extend outwardly from the carrier so as to be disposed against adjacent surfaces of the carrier. The packages contain conductive tracts that provide conductive links from the conductors internal to the carrier to the packaged control modules. | 1. An electrode array, said electrode array including: a flexible carrier having first and second surfaces that are opposite each other; at least one electrode disposed over at least one of the first or second surfaces of said carrier; a control module disposed in said flexible carrier, said control module configured to control the operation of said at least one electrode or monitor the electrical potential present at said electrode, said control module having at least one conductive pad through which signals are input and output from said control module; a package formed from electrically insulating material that surrounds said control module so as to separate said control module from said carrier, said package including: a rigid substrate located adjacent said at least one conductive pad of said control module, said substrate formed so that a section thereof is located outside of said carrier and extends over a surface of said carrier; and at least one conductive path integral with said substrate that extends from the control module conductive pad to the section of substrate that extends over the surface of the flexible carrier; and a conductor disposed in said flexible carrier that extends to said conductive path of said substrate.
2650 | Antenna and methods of use for an implantable nerve stimulator | A pulse generator that includes a communications module is disclosed herein. The communication module includes a transceiver and an antenna circuit. The antenna circuit includes a first pathway having a capacitor and a second, parallel pathway including a capacitor, and a resistor, and a radiating element arranged in series. The antenna circuit is tuned to have a resonant frequency corresponding to a desired transmission frequency and a bandwidth corresponding to shifts in the resonant frequency arising from the implantation of the antenna. | 1. An implantable neurostimulator for delivering one or more electrical pulses to a target region within a patient'ss body according to a program received via wireless communication with an external device, the implantable neurostimulator comprising: a hermetic housing having a biocompatible external surface and that is configured to be implanted within a body of a patient; a transceiver disposed within the hermetic housing and comprising a first lead and a second lead; and a communication antenna circuit defined by a Q factor and disposed within the hermetic housing, the communication antenna circuit coupled to the first lead and the second lead, the communication antenna circuit having a first path and a second path parallel to the first path, the first path comprising a first capacitor, and the second path comprising: a second capacitor; a radiating element; and a resistor, wherein the second capacitor, the resistor, and the radiating element are arranged in series, and wherein the Q factor of the communication antenna circuit is limited at a resonant frequency by the resistor.
2651 | Method and system for athletic motion analysis and instruction | A system and method for analyzing and improving the performance of a body motion of an animal or human subject requires instrumenting a subject with inertial sensors, monitoring a body motion of interest, converting sensor data into motion data and animation, comparing the motion data with existing data for motion related performance parameters, providing a real-time, information rich, animation and data display of the results in color coded displays; and based on the results prescribing a training regime with exercises selected from a library of standardized exercises using standardized tools and training aids. | 1. A method for analysis of a body motion of an animal or human subject, comprising: receiving, by a processor of a computer-based motion analysis system, first motion data representing a first body motion associated with a body, from a plurality of inertial sensors in communication with the processor; calibrating, by the processor, the inertial sensors for initial alignment and orientation with respect to the body using the first motion data received from at least one inertial sensor; receiving, by the processor, from the plurality of inertial sensors second motion data representing a second body motion associated with the body; calculating, by the processor, a diagnostic score for the body, according to relational calculations using performance parameters, whereby the performance parameters are determined by comparing the second motion data for more than one body segment received from the inertial sensors for the second body motion to existing motion data for the second body motion stored in a motion database; identifying, by the processor, in the motion database a set of one or more prescribed body motions based upon the diagnostic score for the second body motion; setting, by the processor, a range of body motion limits for the prescribed set of one or more body motions; generating, by the processor, using the second body motion data received from the plurality of inertial sensors, a graphical user interface configured to display an animation of the body performing the second body motion; and generating, by the processor, a first biofeedback signal upon the occurrence of a said body motion conducted within said range of body motion limits, and a different biofeedback signal upon the occurrence of a said body motion exceeding said range of body motion limits, wherein the more than one body segment comprises at least two of a head segment, a neck segment, a thorax segment, a shoulder segment, an arm segment, a hand segment, a pelvis segment, a leg segment, and a foot segment.
2652 | Reverse battery protection device and operating method thereof | A wearable device includes: a touch screen; an acceleration sensor configured to generate an acceleration signal; an optical sensor using a light source and configured to generate a touch interrupt signal; and a control unit configured to detect a wearing state of the wearable device, the wearing state of the wearable device including a not-wearing state for the wearable device, a wrist wearing state, and a hand gripping state on the basis of the acceleration signal and the touch interrupt signal, and to execute a function corresponding to the wearing state of the wearable device. | 1. A wearable device comprising: a main body; a display located at a front side of the main body and configured to display information; a heartbeat sensor located below the display and located at a rear side of the main body, wherein the heartbeat sensor comprises a light emitting unit and a light receiving unit, and wherein the heartbeat sensor is configured to detect a heartbeat using the light emitting unit and the light receiving unit; and a controller operably coupled with the display and the heartbeat sensor, wherein the controller is configured to: identify a wearing state of the wearable device and a non-wearing state of the wearable device using the light emitting unit and the light receiving unit; display, on the display, a lock screen representing a lock state of the wearable device after identifying that the wearable device is in the identified wearing state; change the lock state of the wearable device to a lock released state of the wearable device in response to receiving of a lock release command after identifying that the wearable device is in the wearing state; continue the lock released state while the wearable device is in the wearing state; change the lock state to the lock released state in response to receiving of the lock release command after identifying that the wearable device is in the non-wearing state; and change the lock released state to the lock state after a predetermined time elapses while the wearable device is in the non-wearing state, wherein the lock screen is a screen for limiting an access of an application in the wearable device, and a lock released screen is a screen for allowing the access of the application in the wearable device.
2653 | System and method for providing automatic setup of a remote patient care environment | A system and method for providing automatic setup of a remote patient care environment. Connectivity to a centralized server over a network connection is confirmed. Data reporting for a patient by one or more monitoring devices that are wirelessly connectable is induced through control provided through a user interface. Each of the devices is registered as the device attempts to establish a wireless connection and report the data conditioned on permission for access. Upon granting of the permission for access, the device is wirelessly connected and the data is subsequently received over the wireless connection. | 1. A system for providing automatic setup of a remote patient care environment, comprising: a first remote interface to confirm connectivity over a network connection to a centralized server; a configuration module on a patient management device to induce data reporting to the patient management device for a patient by wirelessly connectable monitoring devices through control provided through a user interface, wherein the induced data reporting establishes an initial connection between each of the monitoring devices and the patient management device, wherein the induced data reporting causes the configuration module to execute an automated setup procedure enabling the initial connection and subsequent connections between each of the monitoring devices and the patient management device; a lookup module configured to: register each of the monitoring devices on a list of devices having permission for access as each monitoring device attempts to establish the initial wireless connection and report the data conditioned on permission for access; and look up each of the monitoring devices on the list of devices having permission for access as each monitoring device attempts to establish subsequent wireless connections and report the data conditioned on permission for access; and a second remote interface to wirelessly connect with each of the monitoring devices upon granting of the permission for access and to subsequently receive the data over the initial wireless connection; and wherein one or more of the monitoring devices are reconfigured by specifying operational parameters to the device.
2654 | Medical system having plug and play function | A medical system is disclosed, which can be useable in particular for monitoring and/or controlling at least one bodily function of a user. The medical system comprises a control device and at least one medical user element embodied separately from the control device. The medical user element and the control device are designed to exchange data wirelessly. The medical system is designed to enable an automatic assignment step, wherein an exchange of personal data between the medical user element and the control device is enabled by the automatic assignment step. The medical system is furthermore designed to automatically initiate the automatic assignment step by means of an assignment coupling between the medical user element and the control device. The medical system is furthermore designed to enable a separation of the assignment coupling for medical operation of the medical system after the assignment step. | 1. A medical system for monitoring and/or controlling at least one bodily function of a user, comprising: a blood glucose measuring device; at least one additional device, wherein either the blood glucose measuring device or the additional device or both serve as a control device; and at least one medical user element embodied separately from the control device and configured to perform a medical function, wherein the medical user element and the control device are configured to exchange data wirelessly, wherein the medical system is configured to perform an assignment coupling between the control device and the medical user element using a coupling interface and without physical contact between the control device and the medical user element; wherein the control device and the medical user element exchange personal data automatically via a wireless communication link, wherein the personal data is exchanged only in response to the assignment coupling.
2655 | Close range monitoring | A wearable device may connect to a wearable device over a short-range wireless connection. The user device may receive sensor data from the wearable device, where the wearable device has sensors. The user device may determine that a safety alert parameter has been met, and in response generate an audible alarm. The device may then determine that the connection between the user device and the wearable device has been disconnected, and in response, generate a second audible alarm. | 1. A method comprising: connecting a user device to a wearable device using a short-range wireless connection; receiving, from the wearable device and through the short-range wireless connection, sensor data, the sensor data collected by at least one sensor on the wearable device; determining a safety alert parameter has been met based on the received sensor data; generating a first audible alarm in response to the determining the safety alert parameter has been met; determining the connection between the user device and the wearable device has been disconnected; and generating a second audible alarm in response to the determining the connection has been disconnected, wherein the determining the safety alert parameter has been met comprises: detecting, from the sensor data received from the wearable, a set of temperature data; comparing, with a threshold temperature, the data in the set of temperature data, wherein the threshold temperature data is the safety alert parameter; and determining the temperature at the wearable, as indicated by the temperature data exceeds a threshold temperature, the threshold temperature determined to be an unsafe temperature.
2656 | Selective suppression of audio emitted from an audio source | Methods, apparatus, systems and articles of manufacture (e.g., physical storage media, such as storage devices and/or storage disks) to implement selective suppression of audio emitted from an audio source are disclosed. Example methods disclosed herein for audio suppression include sending, at a first time, reference audio data in a wireless format to a user device, the reference audio data corresponding to a first audio signal to be emitted by an audio source at a second time later than the first time. Such example methods can also include emitting the first audio signal from a speaker associated with the audio source at the second time. | 1. A method for selective audio suppression, the method comprising: sending, at a first time, reference audio data in a wireless format to a user device, the reference audio data corresponding to a first audio signal to be emitted by an audio source at a second time later than the first time; obtaining configuration data specifying a first time delay, the first time delay corresponding to a difference between the first time and the second time; delaying the first audio signal by the first time delay before emitting the first audio signal from a speaker associated with the audio source; and emitting the first audio signal from the speaker associated with the audio source at the second time.
2657 | Versatile and reliable intelligent package | A package comprises a body, and an electrically conductive pattern supported by said body. An interface portion is configured to receive a module to a removable attachment with the package. The electrically conductive pattern comprises, at least partly within said interface portion, a wireless coupling pattern that constitutes one half of a wireless coupling arrangement. | 1. A package, comprising: a body, an electrically conductive pattern supported by said body, an interface portion configured to receive a module to a removable attachment with said package, wherein said electrically conductive pattern comprises, at least partly within said interface portion, a wireless coupling pattern that constitutes one half of a wireless coupling arrangement, a ground track that is supported by said body and comprises a ground coupling pattern located at least partly within said interface portion, an impedance element coupled between said electrically conductive pattern and said ground track, and a breakable portion of said electrically conductive pattern; wherein said breakable portion is located between the wireless coupling pattern and said impedance element.
2658 | Apparatus and method for compressing continuous data | Disclosed are an apparatus and method for compressing continuous data. The apparatus for compressing continuous data may include a data generator configured to calculate differences between adjacent values in original continuous data and generate data based on the calculated differences. | 1. An apparatus for compressing continuous data, the apparatus comprising: a first compressor comprising: a data generator configured to calculate differences between adjacent values in original continuous data and generate data based on the calculated differences; and a sign remover configured to compare each of a plurality of values of the generated data with its preceding value to detect a value whose sign is changed, show a sign of a detected value, and remove signs of remaining values.
2659 | Communication generation using sparse indicators and sensor data | Techniques, systems, and products for analyzing sparse indicators and sensor data and generating communications are disclosed. The sensors may be associated with or incorporated into devices that may automatically relay sensor data for use in analyses and communication generation. | 1. A system for generating communications based on sparse indicator information and sensor data, comprising: one or more hardware processors; and a non-transitory computer readable storage medium in data communication with the one or more hardware processors, the non-transitory computer readable storage medium comprising instructions that, when executed by the one or more hardware processors, cause the one or more hardware processors to perform operations including: receiving, at the one or more hardware processors, a first query from a first remote device, wherein the first query includes an electronic request to conduct a status analysis for a client; determining an identifier associated with the client; transmitting a second query to a data store with the identifier to identify one or more sparse indicators associated with the client, wherein each sparse indicator corresponds to an instance of one or more values in a first data set differing from a corresponding one or more values in a reference data set; receiving, in response to the second query, the one or more sparse indicators associated with the client from the data store; obtaining sensor data providing an indication of a current quality of the client; performing a status analysis using the one or more sparse indicators and the sensor data, wherein the status analysis corresponds to determination of a likelihood of the client transitioning to a particular state; generating a communication indicative of the likelihood of the client transitioning to the particular state; and transmitting the communication to the first remote device.
2660 | Management method and arrangement for outpatient electrocardiography on a patient | A management method for outpatient electrocardiography on a patient using an ECG recorder, an administration network, a first mobile device and at least one second mobile device is provided. In order to initialize outpatient electrocardiography on a patient, the first mobile device is connected to the ECG recorder and to the administration network and in the process an identification code assigned to the ECG recorder is transmitted from the ECG recorder to the administration network. After the verification of the authorizations of the mobile device, at least one certificate assigned to the ECG recorder is provided by the administration network and is transmitted to the ECG recorder for storage via the mobile device. The second mobile device is connected to the ECG recorder and to the administration network and in the process the identification code assigned to the ECG recorder is transmitted from the ECG recorder to the administration network. | 1. A management method for outpatient electrocardiography on a patient which method, with the use of an electrocardiography (ECG) recorder, an administration network, a first mobile device and at least one second mobile device, wherein software for initializing an controlling the ECG recorder and/or for displaying the ECG profile is installed on the mobile devices, comprises the following steps: storing the mobile devices in the administration network as mobile device each with stipulated authorizations; connecting the first mobile device to the ECG recorder and to the administration network for initializing outpatient electrocardiography on a patient; in the process transmission of an identification code assigned to the ECG recorder from the ECG recorder to the administration network via the first mobile device, and, after a verification of the authorizations of the first mobile device by the administration network, providing at least one certificate assigned to the ECG recorder by the administration network which is transmitted to the ECG recorder for storage via the first mobile device; connecting a second mobile device to the ECG recorder and to the administration network, so that the profile of the ECG can be checked and/or displayed by the second mobile device; in the process transmission of the identification code assigned to the ECG recorder from the ECG recorder to the administration network via the second mobile device; and transmission of one of the previously generated certificates assigned to the ECG recorder from the administration network to the second mobile device according to the authorizations of the second mobile device; and transmission of this certificate from the second mobile device to the ECG recorder and, after a comparison with the at least one certificate previously transmitted by the first mobile device, enabling the access by the second mobile device for the purpose of controlling the ECG recorder and/or displaying the ECC profile according to the authorizations of the second mobile device.
2661 | Wireless earplug with improved sensitivity and form factor | An improved wireless communications earplug for use with a magnetic field transmitter. The wireless earplug has a receiver made of a coil of wire on a magnetic bobbin, mounted in close proximity or in contact with a magnetic case of a speaker. The magnetic case of the speaker serves to increase the magnetic flux through the receiver and improves the efficiency of the earplug. The speaker is acoustically coupled to an eartip, and the earplug may be molded into a custom earplug body. | 1. A wireless communications earplug for use with a magnetic field transmitter, comprising: a) a receiver comprising a coil of wire wound upon a bobbin of magnetic material; and b) a speaker having a case at least partially made of magnetic material, an acoustic output and an electrical input coupled to the wire of the receiver; wherein the bobbin of the receiver is mounted in sufficiently close proximity to the case of the speaker such that a measured inductance of the coil of the receiver is increased compared to an inductance of the coil of the receiver when the receiver is not mounted to the speaker, and the receiver is oriented such that flux lines passing through the speaker are directed to pass through the coil of the receiver.
2662 | Method and device for processing wireless body area network data | A method and a device for processing wireless body area network data, the method is applied to a processing device for wireless body area network data and comprises: receiving or generating sampled value reference ranges; receiving sampled data from an acquisition device of wireless body area network data, and judging a sampled value reference range to which the sampled data belong according to a sampled value of the sampled data; and processing the sampled data according to the sampled value reference range to which the sampled data belong. Through the embodiments of the present document, degrees of importance of the sampled data can be automatically differentiated and the data processing efficiency is improved under the situation of limited resources. | 1. A method for processing wireless body area network data, applied to a processing device for wireless body area network data, comprising: receiving or generating sampled value reference ranges; receiving sampled data from an acquisition device of wireless body area network data, and judging a sampled value reference range to which the sampled data belong according to a sampled value of the sampled data; and processing the sampled data according to the sampled value reference range to which the sampled data belong; wherein there are a plurality of the sampled value reference ranges, and different sampled value reference ranges correspond to different coding accuracies; and said processing the sampled data according to the sampled value reference range to which the sampled data belong comprises: encoding the sampled data according to a coding accuracy corresponding to the sampled value reference range to which the sampled data belong; wherein, after said encoding the sampled data according to a coding accuracy corresponding to the sampled value reference range to which the sampled data belong, the method further comprises: recording a sampled coding value and sampling time of each sampled data, and generating a sampling log; and determining a priority of the sampling log according to coding accuracy information of a sampled data coding value and sampling time information in the sampling log; wherein said determining a priority P of the sampling log is implemented through the following way: wherein Tlog=tcur−tfirst, Tlog is a duration of the sampling log, tcur is a current time and tfirst is a first sampling time of the sampling log; Tj is a duration of a (j+1)thcoding value in the sampling log, wherein tj is a sampling time of a (j+1)thcoding value in the sampling log, j+1 denotes an item number in the sampling log and N denotes a total number of items contained in the sampling log.
2663 | Tissue slitting methods and systems | Methods and systems for separating an object, such as a lead, from formed tissue are provided. Specifically, a tissue slitting device is configured to engage patient formed tissue at a slitting engagement point. While the object is subjected to a first traction force, the tissue slitting device is caused to move further into the engaged tissue and slit the tissue past the point of engagement. The slitting device causes the tissue to separate along an axial direction of the length of the formed tissue and releases at least some of the force containing the object. The methods and systems are well suited for use in cardiac pacing or defibrillator lead explant procedures. | 1. A method for separating an implanted object in a patient from a tissue growth surrounding at least a portion of a circumference of the implanted object, the method comprising: providing a tissue slitting apparatus comprising a flexible shaft, wherein the flexible shaft has a proximal end, a distal end including a wedge shape that defines a knife-edge at a distal leading edge of the most distal portion of the tissue slitting apparatus, wherein the wedge shape is stationary with respect to the flexible shaft and tapers outwardly proceeding proximally from the knife-edge, and an internal lumen extending between the proximal end and the distal end, the knife-edge including at least one point coincident with the internal lumen; slitting the tissue growth along its length at only a first radial position relative to the implanted object with the knife-edge of the flexible shaft and simultaneously parting the tissue along the wedge shape of the flexible shaft; and thereafter removing the implanted object from the tissue growth.
2664 | Systems and methods for customizing interactive virtual boundaries | A method for customizing an interactive control boundary includes identifying a reference feature associated with a virtual implant model, wherein the reference feature is one of a point, a line, a plane, and a surface associated with a virtual implant model. The method further includes determining an intersection between the identified reference feature and a virtual model associated with an anatomy of the patient. The method further includes generating a virtual control boundary based on the determined intersection between the identified reference feature associated with the virtual implant model and the virtual model associated with the anatomy of the patient. | 1. A method for customizing an interactive control boundary, comprising: identifying a reference feature associated with a virtual implant model, wherein the reference feature is one of a point, a line, a plane, and a surface associated with a virtual implant model; determining an intersection between the identified reference feature and a virtual model associated with an anatomy of the patient; and generating a virtual control boundary based on the determined intersection between the identified reference feature associated with the virtual implant model and the virtual model associated with the anatomy of the patient.
2665 | RF filter on a circuit board for an active medical device (AMD) for handling high RF power induced in an associated implanted lead from an external RF field | An AIMD includes a conductive housing, an electrically conductive ferrule with an insulator hermetically sealing the ferrule opening. A conductive pathway is hermetically sealed and disposed through the insulator. A filter capacitor is disposed on a circuit board within the housing and has a dielectric body supporting at least two active and two ground electrode plates interleaved, wherein the at least two active electrode plates are electrically connected to the conductive pathway on the device side, and the at least two ground electrode plates are electrically coupled to either the ferrule and/or the conductive housing. The dielectric body has a dielectric constant less than 1000 and a capacitance of between 10 and 20,000 picofarads. The filter capacitor is configured for EMI filtering of MRI high RF pulsed power by a low ESR, wherein the ESR of the filter capacitor at an MRI RF pulsed frequency or range of frequencies is less than 2.0 ohms. | 1. An active implantable medical device (AIMD), comprising: a) a device housing containing electronic circuits for the AIMD, the device housing defining a body fluid side and a device side, wherein the body fluid side is located outside the device housing and the device side is located inside the device housing; b) an electrically conductive ferrule sealed in a housing opening in the device housing, the ferrule defining a ferrule opening extending from a ferrule device side to a ferrule body fluid side; c) an insulator at least partially residing in the ferrule opening where a first hermetic seal connects the insulator to the ferrule, wherein the insulator extends from an insulator body fluid side to an insulator device side, and wherein at least one insulator passageway extends through the insulator from the insulator device side to the insulator body fluid side; d) a conductive pathway disposed in the insulator passageway where a second hermetic seal connects the conductive pathway to the insulator in a non-conductive relation with the ferrule and the device housing, wherein the conductive pathway extends from a conductive pathway body fluid side to a conductive pathway device side; e) a circuit board residing inside the device housing; f) at least one filter capacitor disposed on the circuit board, the filter capacitor comprising: i) a dielectric having a dielectric constant greater than zero up to 200 and a temperature coefficient of capacitance (TCC) within the range of plus 400 to minus 7112 parts per million per degree centigrade (ppm/° C.); ii) at least two active electrode plates and at least two ground electrode plates interleaved in the dielectric in a capacitive relationship with each other; and iii) an active metallization connected to the at least two active electrode plates and a ground metallization connected to the at least two ground electrode plates; and g) an active electrical connection material electrically coupling the active metallization of the filter capacitor to the conductive pathway device side; and h) a ground electrical connection material electrically coupling the ground metallization of the filter capacitor to the ferrule or the device housing or, to both the ferrule and the device housing, i) wherein the filter capacitor has: i) a capacitance of between 10 and 20,000 picofarads, ii) wherein an equivalent series resistance (ESR) is the sum of a dielectric loss plus an ohmic loss, and the capacitor'ss dielectric loss tangent measured in ohms at an MRI RF pulsed frequency or range of frequencies is less than five percent of the capacitor'ss ESR, and iii) wherein the capacitor'ss ESR at the MRI RF pulsed frequency or range of frequencies is greater than zero, but less than 2.0 ohms, and j) wherein the filter capacitor is the first filter capacitor electrically connected to the conductive pathway device side and to the ferrule or the device housing or, to both the ferrule and the device housing.
2666 | Hypoxia recovery system for mask off hypoxia training | A hypoxia recovery system capable of supplying breathing air with approximately 20% oxygen to a subject inside a mask off hypoxia training room without the use of a real world MD-1 aviator oxygen regulator, yet have the experience and realism of a real world MD-1 aviator oxygen regulator. The invention also teaches a method of hypoxia flight training, using said hypoxia recovery system. | 1. A hypoxia recovery system for normobaric chamber, comprising a) an ambient air inlet; b) an aviator'ss oxygen mask equipped with an aviator hose; c) a flexible duct tubing connected to said aviator hose; d) a turbine fan motor is in fluid communication to said ambient air inlet and said flexible duct tubing, wherein said fan motor is adapted to pull in ambient air from said air inlet and expel it down said flexible duct tubing and supply it to a subject through said aviator'ss oxygen mask; e) a servo controller/driver operatively connected to said turbine fan motor and an oxygen regulator, where said controller/driver is controlled by oxygen regulator and capable of changing the speed of the turbine fan motor; and f) a power supply operatively connected and supplies power to the turbine fan motor, the servo controller/driver and the oxygen regulator.
2667 | Guided retrieval for RFID-tracked biological and other samples | A storage system for storing samples, such as frozen biological samples in RFID-tagged vials. The storage system has a plurality of lowest-level containers, such as sample boxes; a plurality of mid-level containers, such as shelves and racks; and a highest-level container, such as a mechanical freezer. Each lowest-level container receives a plurality of samples in a corresponding plurality of storage locations, each mid-level container receives two or more lowest-level containers, and the highest-level container receives the two or more mid-level containers. Each mid-level container and each lowest-level container has a corresponding indicator device. A controller sub-system tracks the locations of samples stored in the storage system. When a desired sample is to be retrieved from the storage system, the controller sub-system activates (a) the indicator device corresponding to the mid-level container containing the desired sample and (b) the indicator device corresponding to the lowest-level container containing the desired sample. | 1. A storage system for storing biological samples, the system comprising: a plurality of lowest-level containers, each lowest-level container configured to receive a plurality of biological samples in a corresponding plurality of storage locations; two or more mid-level containers, each mid-level container configured to receive two or more lowest-level containers; a highest-level container configured to receive the two or more mid-level containers, wherein: the highest-level container is a storage device; each mid-level container has a corresponding mid-level indicator device; each lowest-level container has a corresponding lowest-level indicator device; the storage system further comprises a controller sub-system that tracks the storage locations of biological samples stored in the storage system; when a desired biological sample is to be retrieved from the storage system, the controller sub-system activates: (a) the mid-level indicator device corresponding to the mid-level container containing the desired biological sample; and (b) the lowest-level indicator device corresponding to the lowest-level container containing the desired biological sample; each stored biological sample is contained in a unique RFID-tagged vial; the controller sub-system is configured to detect when a biological sample is removed from its corresponding lowest-level container based on the unique RFID for the biological sample; and the controller sub-system is configured to activate one or more of the indicator devices in a special manner that indicates when an incorrect biological sample has been retrieved from the storage system.
2668 | Supercontinuum light source | A supercontinuum light source includes a microstructured optical fiber, and a feeding unit arranged for feeding pump pulses to the microstructured optical fiber, wherein the feeding unit comprises a picosecond laser and one or more amplifiers, wherein the microstructured optical fiber is a silica fiber wherein at least a part of the core being of silica or doped silica, and including a core including core material and a cladding surrounding the core, and at least the core material is loaded with deuterium to have an OD absorption peak around 1870 nm, wherein the feeding unit is spliced to the microstructured optical fiber. | 1. A supercontinuum light source comprising a microstructured optical fiber, and a feeding unit arranged for feeding pump pulses to said microstructured optical fiber, wherein said feeding unit comprises a picosecond laser and one or more amplifiers, wherein said microstructured optical fiber is a silica fiber having a core comprising a core material, wherein at least a part of the core being of silica or doped silica, and said microstructured optical fiber further comprising a cladding surrounding the core, and at least said core material is loaded with deuterium to have an OD absorption peak around 1870 nm, wherein said feeding unit is spliced to said microstructured optical fiber.
2669 | Determining user response to notifications based on a physiological parameter | In some examples, a technique may include outputting information associated with a notification. The notification may be associated with a notification attribute. The technique may further include determining, by a computing device, that a user has perceived the information associated with the notification; and receiving, by the computing device, an indication of at least one physiological parameter representative of a reaction of the user to the information associated with the notification. In some examples, the technique also includes, responsive to receiving the indication of the at least one physiological parameter representative of the reaction of the user to the information associated with the notification, controlling, by the computing device, at least one notification configuration setting related to outputting information associated with other notifications associated with the notification attribute. | 1. A method comprising: outputting, by a display device of a wearable computing device, a visual indication of information associated with a notification, wherein the notification is associated with a notification attribute; while the visual indication is being output: determining, based at least in part on motion data generated by one or more motion sensors of the wearable computing device, that the display device is within a field of view of the user; and determining, based at least in part on the motion data, whether the display device remains within the field of view of a user for at least a threshold duration; determining, by the wearable computing device, that the user has perceived the information associated with the notification based at least in part on determining that the display device remains within the field of view of the user for at least the threshold duration; responsive to determining that the user has perceived the information associated with the notification, detecting, by the wearable computing device, at least one physiological parameter representative of a reaction of the user to the information associated with the notification; and controlling, by the wearable computing device and based on the at least one physiological parameter, at least one notification configuration setting related to outputting information associated with other notifications associated with the notification attribute.
2670 | Energy consumption via VPN configuration management | An automation system including a plurality of peripheral devices, each configured to perform at least one function relating to energy consumption in a facility and an automation controller in communication with the plurality of peripheral devices and providing for the control of the performance of the function by each device. An external network resource such as at least a virtual private network server is configured to enable communication with the automation controller. The automation controller is configured, such as by executing virtual private network software, to establish and maintain a secure data link with the virtual private network server and to enable oversight and/or control of the automation controller via the virtual private network server. | 1. An automation system comprising a plurality of peripheral devices configured to perform an automation function relating to energy consumption in a facility; an automation controller located at the facility in communication with and control of the plurality of peripheral devices via a local IP subnet; and, an external network resource located remote from the facility and configured to communicate with the automation controller, wherein the automation controller is configured to initiate a virtual private network with the external network resource using one of a dynamic network port and a private network port and to exclude the use of the local IP subnet in the virtual private network, and the external network resource is configured to not initiate a virtual private network with the automation controller.
2671 | Performance monitoring systems and methods | We have disclosed systems and methods for portable performance monitoring of an individual during a physical activity. The systems and methods may include a portable sensor component configured to be carried by the individual during the physical activity and configured to obtain movement data for the athlete individual during the physical activity. The systems and methods may also include a portable output component configured to be carried by the individual during the physical activity and configured to provide an output to the individual during the physical activity. The systems and methods may further include a portable processing component in communication with the portable sensor component and the portable output component, where the portable processing component is configured to be carried by the individual during the physical activity. The portable processing component may be configured to identify movement of the individual during the physical activity. | 1. A method for suggesting a route for traversal during a fitness activity to a user, the method comprising: collecting first electronic position data on a portable electronic device during a first fitness activity along a first route, the portable electronic device comprising a microprocessor, a display screen, a user input, a satellite positioning system receiver, and a wireless communication transceiver, the first electronic position data being determined via the satellite positioning system receiver; wirelessly transmitting the first electronic position data to a remote computer via the wireless communication transceiver; storing the first electronic position data in a memory of the remote computer; collecting second electronic position data on the portable electronic device during a second fitness activity along a second route, the second electronic position data being determined via the satellite positioning system receiver; wirelessly transmitting the second electronic position data to the remote computer via the wireless communication transceiver; storing the second electronic position data in the memory of the remote computer; inputting a first selection related to one of the first route and the second route on the user input; identifying one of the first electronic position data and the second electronic position data stored in the memory of the remote computing device based on the first selection; displaying the one of the first electronic position data and the second electronic position data on the display screen as a suggested route for traversal to the user.
2672 | Switched resonant ultrasonic power amplifier system | A switched resonant power amplifier system for ultrasonic transducers is disclosed. The system includes an amplifier that receives and processes a driver output signal for generating a drive signal that is provided to an ultrasonic device for controlling output of the ultrasonic device. An output control circuit receives and processes a signal related to a feedback signal generated by the ultrasonic device and a divider reference signal, and generates a compensated clock signal that is adjusted for at least one of phase and frequency differences between the received feedback signal and the divider reference signal. A compensated drive circuit receives and processes the compensated clock signal for generating the divider reference signal, and for generating the driver output signal. | 1. A method for controlling an output of an ultrasonic device, the method comprising: processing first and second input signals at a phase locked loop to generate a compensated clock signal adjusted for at least one of phase or frequency difference between the first and second input signals; generating a counter output signal based on the compensated clock signal; splitting the counter output signal into first and second complementary square waves; measuring at least one of the first and second complementary square waves to obtain the second input signal; and amplifying the first and second complementary square waves to generate a driver output signal to control an ultrasonic transducer.
2673 | Free-electron laser driven by fiber laser-based laser plasma accelerator | A Free Electron Laser source includes: a fiber-based laser having a plurality of amplifying fibers wherein an initial laser pulse is distributed and amplified, and element for grouping together the elementary pulses amplified in the fiber in order to form an a single amplified global laser pulse; a laser plasma accelerator wherein the global laser pulse generates relativistic electron beams, a beam focusing system transporting electron beams from the laser plasma accelerator, an undulator wherein relativistic electron beams generate an electromagnetic beam, and a beam separator system, wherein the electron beam and the electromagnetic beam are separated. | 1. A Free Electron Laser source generating an electromagnetic beam presenting a wavelength, called Free Electron Laser wavelength λX, belonging to the range from 5 nm to 15 nm, said Free Electron Laser comprising: a fiber-based laser, comprising a plurality of amplifying fibres wherein an initial laser pulse is distributed and amplified, and means for grouping together elementary pulses amplified in said fibre in order to form a single amplified global laser pulse, and comprising a stretching device able to stretch out in time said initial laser pulse, according to a chirped pulse amplification technique and a grating pulse compressor able to compress in time said single amplified global laser pulse, according to the chirped pulse amplification technique, at least one parameter of said fiber-based laser, called a fiber-based laser parameter, being obtained as a function of said Free Electron Laser wavelength λX; a laser plasma accelerator wherein, in a bubble regime of said plasma accelerator said global laser pulse generates electron beams, at least one parameter of said laser plasma accelerator, called a laser plasma accelerator parameter, being obtained as a function of said Free Electron Laser wavelength λX; a beam focusing system transporting said electron beams from the laser plasma accelerator to an undulator, said undulator, wherein said electron beams generate said electromagnetic beam, a peak magnetic field and a period of said undulator being previously set, at least one parameter of said undulator, called an undulator parameter, being obtained as a function of said Free Electron Laser wavelength λX; and a beam separator system, wherein said electron beams and said electromagnetic beam are separated.
2674 | Power supply control circuit | A power supply control circuit includes a drive voltage generation circuit configured to generate a plurality of drive voltages by using a plurality of power supply voltages that are supplied from outside, a sequencer configured to stop, when supply of the plurality of power supply voltages is stopped in a predetermined order, generation of the plurality of drive voltages according to priority ranks set in advance, and a power supply monitor circuit configured to perform, when supply of one power supply voltage, among the plurality of power supply voltages, is stopped in an order different from the predetermined order but supply of other power supply voltages is continued, an operation for simultaneously stopping generation of drive voltages that are set at higher priority ranks than a priority rank for stopping generation of a drive voltage that uses the one power supply voltage. | 1. A power supply control circuit provided to a predetermined device including a plurality of electronic components that are driven by at least one drive voltage among a plurality of drive voltages, the power supply control circuit comprising: a drive voltage generation circuit configured to generate the plurality of drive voltages by using a plurality of power supply voltages that are supplied from outside the predetermined device; a sequencer configured to perform, when supply of the plurality of power supply voltages is stopped in a predetermined order, sequence control for stopping generation of the plurality of drive voltages by the drive voltage generation circuit according to priority ranks set in advance; and a power supply monitor circuit configured to monitor supply states of the plurality of power supply voltages to perform, in an event of occurrence of a state where supply of one power supply voltage, among the plurality of power supply voltages, is stopped in an order different from the predetermined order but supply of other power supply voltages excluding the one power supply voltage is continued, an operation for simultaneously stopping generation of drive voltages that are set at higher priority ranks than a priority rank for stopping generation of a drive voltage that uses the one power supply voltage in the sequence control.
2675 | Amplifier and radiation detector | In a preamplifier (amplifier) for the radiation detector, an interconnection layer connected to the bonding pad forms one electrode of a feedback capacitor. Since there is no wiring for connecting the bonding pad and capacitor, a parasitic capacitance caused by the wiring will not be generated. Moreover, the capacitor is arranged below the bonding pad with a conductive layer serving as the other electrode, so that the feedback capacitance of the capacitor is included in the parasitic capacitance between the interconnection layer and the substrate. Compared to the conventional case, an amount of capacitance corresponding to the parasitic capacitance caused by wiring and the feedback capacitance for the capacitor is reduced from the input capacitance. Thus, the input capacitance for the amplifying circuit is reduced. | 1. An amplifier, comprising: a semiconductor substrate; an amplifying circuit integrated on the semiconductor substrate; a feedback capacitor connected in parallel to the amplifying circuit; a first conductive layer directly or indirectly connected to an external bonding wire for signal input; a second conductive layer arranged on a side more toward the semiconductor substrate than the first conductive layer; a first insulating layer interposed between the first conductive layer and the second conductive layer; and a second insulating layer interposed between the second conductive layer and the semiconductor substrate, wherein the feedback capacitor so configured that the first insulating layer serves as a dielectric while the first conductive layer and the second conductive layer serve as a pair of electrodes, the first conductive layer is connected to an input terminal of the amplifying circuit, and the second conductive layer is connected to an output terminal of the amplifying circuit.
2676 | Measurement device | A measurement device and communication method for the same is disclosed. The measurement device is adapted to communicate with a monitor device employing a bi-directional communication protocol. The measurement device is adapted to operate in a uni-directional communication mode such that it transmits messages irrespective of response messages transmitted to the measurement device. | 1. A measurement device adapted to communicate with a monitor device employing a bi-directional communication protocol, wherein the measurement device is adapted to operate in a uni-directional communication mode such that it transmits messages via the bi-directional communication protocol to the monitor device irrespective of any response messages transmitted by the monitor device to the measurement device.
2677 | Burst-laser generator using an optical resonator | The present invention provides a burst-laser generator using an optical resonator which produces high pulse-strength of burst-laser in order to conduct laser Compton scattering, comprising: a self-oscillation amplifying optical loop-path and an external optical resonator to burst-amplify laser, wherein, laser supplied by an exciting laser source is self-oscillation amplified with the self-oscillation amplifying optical loop-path and further burst-amplified with the external optical resonator. | 1. A burst-laser generator using an optical resonator which produces high pulse-strength of laser to conduct laser Compton scattering, comprising: a self-oscillation amplifying optical loop-path formed to generate laser, the self-oscillation amplifying optical loop-path comprising an optical resonator, a fiber laser amplifier, an RF amplitude-modulator and an exciting laser source and an adjusting cable connected in loop, wherein the self-oscillation amplifying optical loop-path is configured to self-oscillation amplify last supplied by the exciting laser source as the laser circles in the self-oscillation amplifying optical loop-path; and an external optical resonator connected with the optical resonator in the self-oscillation amplifying optical loop-path and configured to receive the laser self-oscillation amplified by the self-oscillation amplifying optical loop-path and burst-amplify the received laser, wherein the external optical resonator comprises mirrors so arranged in the external optical resonator that the received laser is to be incident upon one of the mirrors at an incident angle which is not perpendicular to a plane of the one of the mirrors so that the received laser will not go back to the self-oscillation amplifying optical loop-path.
2678 | Hand-held medical-data capture-device having optical detection of vital signs from multiple filters and interoperation with electronic medical record systems via an authenticated communication channel | In one implementation, an apparatus estimates body core temperature from an infrared measurement of an external source point using a cubic relationship between the body core temperature and the measurement of an external source point is described, estimates temperature from a digital infrared sensor and determines vital signs from a solid-state image transducer, or determines vital signs from a solid-state image transducer and estimates body core temperature from an infrared measurement of an external source point using a cubic relationship between the body core temperature and the measurement of an external source point; after which the estimated and/or determined information is transmitted to an external database. | 1. An apparatus of variation amplification to communicate biological vital signs, the apparatus comprising: a microprocessor that is programmed to execute: a cropper that is operable to receive at least two images and that is operable to crop each of the images to exclude a border area of the images, generating at least two cropped images; a skin-pixel-identifier that is operably coupled to the cropper and that identifies pixel values that are representative of skin in the at least two cropped images, generating identified skin pixels; a spatial bandpass filter that is operably coupled to the skin-pixel-identifier and that processes the identified skin pixels, generating spatial bandpassed filtered identified pixel values of skin; a regional facial clusterial module that is operably coupled to the spatial bandpass filter and that applies spatial clustering to the spatial bandpassed filtered identified pixel values of skin, generating spatial clustered spatial bandpassed filtered identified pixel values of skin; a temporal bandpass filter that is operably coupled to the regional facial clusterial module and that is applied to the spatial clustered spatial bandpassed filtered identified pixel values of skin, generating temporal bandpass filtered spatial clustered spatial bandpass filtered identified pixel values of skin; a temporal-variation identifier that is operably coupled to the temporal bandpass filter and that identifies a temporal variation of the temporal bandpass filtered spatial clustered spatial bandpass filtered identified pixel values of skin, generating temporal-variation identified temporal bandpass filtered spatial clustered spatial bandpass filtered identified pixel values of skin; a vital-sign generator that is operably coupled to the temporal-variation identifier that generates at least one vital sign from the temporal-variation identified temporal bandpass filtered spatial clustered spatial bandpass filtered identified pixel values of skin; and a display device that is operably coupled to the vital-sign generator that is operable to display the at least one vital sign; and a wireless communication subsystem that is operably coupled to the microprocessor and that is operable to transmit a representation of the at least one vital sign, wherein a connection is established by the wireless communication subsystem to an external device and the representation of the at least one vital sign is pushed from the apparatus through the wireless communication subsystem, thereafter the external device controls flow of the data between the apparatus and the external device, wherein the connection further comprises an authenticated communication channel.
2679 | Sensor | A sensor attachable to a body of a user includes a heartbeat sensor or a motion sensor; and an antenna including a resonator structure configured to interact with a radio frequency signal. The resonator structure includes a dielectric resonator element. The dielectric resonator element is configured to resonate as a response to the radio frequency signal for at least one of transmitting and receiving electromagnetic energy wirelessly. | 1. A sensor attachable to a body of a user, the sensor comprising: an antenna comprising a resonator structure configured to interact with a radio frequency signal, the resonator structure comprising a dielectric resonator element, wherein the dielectric resonator element is configured to resonate as a response to the radio frequency signal for at least one of transmitting, receiving electromagnetic energy wirelessly; a casing connected with the resonator structure; and a heartbeat sensor configured to measure heartbeat of the user, wherein the sensor is configured to wirelessly transmit information related to heart rate of the user, the casing enclosing the antenna and heartbeat sensor.
2680 | Short-wave infrared super-continuum lasers for early detection of dental caries | A wearable device for use with a smart phone or tablet includes a measurement device having a plurality of LEDs generating a near-infrared input optical beam that measures physiological parameters. The measurement device includes lenses configured to receive and to deliver the input beam to skin which reflects the beam. The measurement device includes a reflective surface configured to receive and redirect the light from the skin, and a receiver configured to receive the reflected beam. The light source is configured to increase a signal-to-noise ratio of the input beam reflected from the skin by increasing the light intensity from the LEDs and modulation of the LEDs. The measurement device is configured to generate an output signal representing a non-invasive measurement on blood contained within the skin. The wearable device is configured to wirelessly communicate with the smart phone or tablet which receives and processes the output signal. | 1. A wearable device for use with a smart phone or tablet, the wearable device comprising: a measurement device including a light source comprising a plurality of light emitting diodes (LEDs) for measuring one or more physiological parameters, the measurement device configured to generate, by modulating at least one of the LEDs having an initial light intensity, an input optical beam having one or more optical wavelengths, wherein at least a portion of the one or more optical wavelengths is a near-infrared wavelength between 700 nanometers and 2500 nanometers; the measurement device comprising one or more lenses configured to receive and to deliver a portion of the input optical beam to tissue, wherein the tissue reflects at least a portion of the input optical beam delivered to the tissue; the measurement device further comprising a reflective surface configured to receive and redirect at least a portion of light reflected from the tissue; the measurement device further comprising a receiver configured to: capture light while the LEDs are off and convert the captured light into a first signal and capture light while at least one of the LEDs is on and convert the captured light into a second signal, the captured light including at least a portion of the input optical beam reflected from the tissue; the measurement device configured to improve a signal-to-noise ratio of the input optical beam reflected from the tissue by differencing the first signal and the second signal; the light source configured to further improve the signal-to-noise ratio of the input optical beam reflected from the tissue by increasing the light intensity relative to the initial light intensity from at least one of the LEDs; the measurement device further configured to generate an output signal representing at least in part a non-invasive measurement on blood contained within the tissue; and the wearable device configured to communicate with the smart phone or tablet, the smart phone or tablet comprising a wireless receiver, a wireless transmitter, a display, a voice input module, a speaker, and a touch screen, the smart phone or tablet configured to receive and to process at least a portion of the output signal, wherein the smart phone or tablet is configured to store and display the processed output signal, wherein at least a portion of the processed output signal is configured to be transmitted over a wireless transmission link.
2681 | Electrode and device for detecting biosignal and method of using the same | An electrode, a biosignal detecting device and a method of measuring a biosignal are provided. The electrode includes an ion conductive member configured to be attached to a body surface, a nonconductive member including a through hole and disposed on the ion conductive member, a conductive member disposed on the nonconductive member, and a nonpolarizable conductive member configured to electrically couple the ion conductive member to the conductive member. | 1. An electrode comprising: a support member; an ion conductive member configured to be attached to a body surface, wherein the ion conductive member is embedded in a portion of the support member and is exposed in a direction of the body surface; a nonconductive member disposed directly upon the support member and the ion conductive member, wherein the nonconductive member comprises a through hole that is offset from the portion of the support member such that the through hole and the portion do not overlap; a conductive member disposed directly upon the nonconductive member, wherein the conductive member comprises a substance having conductivity and adhesiveness; and a nonpolarizable conductive member configured to electrically couple the ion conductive member to the conductive member, wherein the nonpolarizable conductive member overlaps the through hole and the portion of the support member, wherein the support member extends integrally to support the nonpolarizable conductive member and the ion conductive member.
2682 | Metrics assessment system for health, fitness and lifestyle behavioral management | A software and hardware system is described that enables effective lifestyle management by providing a dynamic assessment of a user's physical and behavioral metrics via a high feedback ratio interface. | 1. A behavioral management system comprising: a biometric hardware device selected from the group consisting of a body weight scale, a body composition scale, a pedometer and a heart rate monitor, wherein the biometric hardware device generates user generated data and wherein the user generated data is stored in a database via a network; and behavior management software connected to the database, wherein user generated data is stored in and/or accessed from the database in a manner that enables interfaces that allow a user of the biometric hardware device to reference a data set containing data related to at least one metric for each of a set of other behavior management software users, wherein the other users are individuals who can be connected to the database via other biometric hardware devices and the network, the referenced data set being actively defined based on data flows from a plurality of users to the database via biometric hardware devices and the network, and further allows the user to interact with the behavior management software to select from one or more filters to generate a filtered data subset of the referenced data set, the filtered data subset being based on the selection, such that the user is provided with one or more changeable positions and/or ranks, each of the changeable positions and/or ranks being based on a comparison of a value of a metric of the user generated data with values of the respective metric of the filtered data subset; and wherein the one or more filters comprises at least one of gender, age, height, body type, time zone, or postal code.
2683 | Wireless play communication wristband | This invention is intended to strengthen play transmission between players and coaches before, and during plays. The wristband is an elastic, or adjustable wristband with a clear plastic window and LED strips or LED matrix that lights the Light Emitting Diode (LED) next to a desired play. The wristband is wirelessly linked to either a radio frequency panel, bluetooth device, or infrared controller. The wristband LED's are wired to a microcontroller, Bluetooth controller (or RF transceiver, or Infrared controller), and a battery power source. The LED's are displayed through the clear plastic window and the plays are slid over the top of the LED's. The micro controller, battery and wireless controller are contained in a velcro-enclosed, low-profile enclosure opposite the clear plastic window. | 1. A play call communication system comprising: a wristband having a defining and adjustable opening, the wristband comprising: an enclosure having a transparent window and at least one slot configured to accept plays, wherein the plays are slid into the enclosure via the at least one slot to be displayed via a insertion, and each play of the plays is displayed at a particular location respectively; a microcontroller; at least one wireless controller in communication with the microcontroller to provide transmitted one or more signals to the microcontroller; a power supply to provide power to the microcontroller and the wireless controller; and a plurality of light emitting diodes (LEDs) each corresponding to a particular play of the plays displayed with respect to the particular location of that play, wherein the plays are disposed between the plurality of LEDs and the transparent window once the plays have been inserted to permit the plays to be displayed via the transparent window, wherein a determined play of the plays is selectively indicated by at least one lit LED under control of the microcontroller responsive to a received command corresponding to the determined play, and wherein the microcontroller, the at least one wireless controller, the power supply, and the plurality of LEDs are entirely within the enclosure; and a remote wireless communication device in communication with the wristband based on a selection corresponding to the determined play amongst the plays, wherein the remote wireless communication device transmits said one or more signals, and wherein the one or more signals comprise said command corresponding to said determined play to the wireless controller to select said at least one lit LED to indicate the determined play amongst the plays on the wristband via the transparent window.
2684 | Biological information measurement apparatus, information processing apparatus, and biological information measurement system | A biological information measurement apparatus includes a sensor unit, a processing unit which detects biological information based on sensor information from the sensor unit, a communication unit which transmits the biological information to an information processing apparatus, and a time output unit which outputs time. The communication unit obtains a delay time of the transmission timing of the biological information based on apparatus-specific information, obtains a first transmission timing based on the time output from the time output unit, and transmits the biological information at a second transmission timing delayed from a first transmission timing by the obtained delay time. | 1. A biological information measurement apparatus comprising: a sensor unit; a processing unit which detects biological information, comprising first and second biological information, based on sensor information from the sensor unit; a communication unit which transmits the first and the second biological information to an information processing apparatus; and a time output unit which outputs time, wherein a delay time of transmission timing of the second biological information is calculated using identification information that is specific to the biological information measurement apparatus, wherein the communication unit obtains a first transmission timing based on the time output from the time output unit, and transmits the second biological information at a second transmission timing delayed from the first transmission timing by the calculated delay time.
2685 | System and method for suppressing noise from electrocardiographic (ECG) signals | Systems and methods for suppressing electrical noise in an electrocardiogram (ECG) signal obtained by at least one electrode and displayed on an ECG monitor are disclosed. The system includes a conductive material distinct from the at least one electrode and configured to contact a surface of a patient, and filtering circuitry connected in series between the conductive material and ground. The filtering circuitry may be configured to filter to ground the electrical noise present within the patient before it is received by the at least one electrode and is prevented from distorting the ECG signal that is displayed on the ECG monitor. | 1. A system for suppressing electrical noise in an electrocardiogram (ECG) signal obtained by at least one electrode and displayed on an ECG monitor, the system comprising: a conductive material distinct from the at least one electrode and configured to contact a surface of a patient; and filtering circuitry connected in series between the conductive material and ground, wherein the filtering circuitry is configured to filter to ground the electrical noise present within the patient such that the electrical noise is filtered before it is received by the at least one electrode and is prevented from distorting the ECG signal that is displayed on the ECG monitor.
2686 | Rotating unit with a device for wireless data transmission between two parts movable relative to one another, and method for wireless data transmission between two parts movable relative to one another | In a method and a device for wireless data transmission between two parts of a medical imaging device that are moving relative to one another, at least: a first communication device has at least one transmission unit to transmit at least one radio-frequency signal, a second communication device has at least one reception unit to receive at last one radio-frequency signal, and the first and second communication devices are arranged at the different parts of the rotating unit. A directional coupler has at least two radio-frequency conductors; with one of the radio-frequency conductors being connected at one end thereof with the first communication device, and the other end thereof is terminated with a real resistor. The second radio-frequency conductor is connected with the second communication device. One of the radio-frequency conductors extends annularly at least around the entire circumference of one of the two parts of the rotating unit that are movable relative to one another, while the other radio-frequency conductor is arranged on at least a portion of the circumference of the other part of the rotating unit; such that a constant power is extracted from the radio-frequency conductor connected with the communication device having at least one transmission unit. | 1. An imaging apparatus comprising: two parts, each having a circumference, that are rotatable relative to each other with respect to the respective circumferences thereof; a plurality of apparatus components mounted on said two parts that are collectively configured to generate image measurement data that are dependent on the rotation of the two parts relative to each other; a wireless transmission device configured to transmit at least one type of imaging data, selected from the group consisting of said imaging measurement data and imaging operating data, between said two parts; said wireless transmission device comprising a first communication device comprising at least one transmission unit, situated on a first of said two parts, that transmits at least one radio-frequency signal comprising said at least one type of data; said wireless transmission device comprising a second communication device comprising at least one reception unit, situated on a second of said two parts, that receives said at least one radio-frequency signal; and a directional coupler comprising at least two radio-frequency conductors with a spacing there between that keeps said at least two radio-frequency conductors out of mechanical contact with each other during said rotation of said two parts, a first of said at least two radio-frequency conductors being connected at one end thereof with said first communication device and having an opposite end terminated with a real resistance, and a second of said at least two radio-frequency conductors being connected with said second communication device, said first and second of said at least two radio-frequency conductors being configured in a conductor configuration that causes a constant power to be extracted from said first of said radio-frequency conductors connected to said first communication device, said conductor configuration comprising said first of said at least two radio-frequency conductors extending annularly around an entirety of the circumference of said first of said two parts, and said second of said at least two radio-frequency conductors extending around at least a portion of the circumference of said second of said two parts.
2687 | Methods of manufacturing monophasic action potential mapping catheters | A method for manufacturing a distal portion of a mapping and/or ablation device with fewer components and manufacturing steps than are required for presently known devices. The method generally includes aligning one or more electrodes and electrode wires within a housing mold, overmolding a biocompatible material over the one or more wires and a portion of each of the one or more electrodes, creating a housing component that integrates a dome component and an insulation component. Alternatively, the method generally includes aligning one or more wires within a housing mold so that at least a portion of each wire protrudes from the mold, overmolding a biocompatible material over the one or more wires, thus creating a housing component that integrates a dome component and insulation component. The protruding wire portions are cleaved off and at least a portion of the housing component is coated with a layer of conductive material. | 1. A method of manufacturing a distal portion of a medical device comprising: providing an electrode and an electrode wire, the electrode wire having a longitudinal axis, a proximal portion, and a distal portion including a distalmost end; affixing the distalmost end of the electrode wire to the electrode; bending the distal portion of the electrode wire to create an off-axis portion that extends at an angle away from the longitudinal axis of the electrode wire and includes the distalmost end of the electrode wire; providing a housing component mold defining a first end and a second end opposite the first end; aligning within the housing component mold the electrode and electrode wire having the off-axis bend such that at least a portion of the electrode protrudes from the second end of the housing component mold at a point that is off-center from the longitudinal axis of the electrode wire and at least a portion of the proximal portion of the electrode wire protrudes from the first end of the housing component mold; introducing a biocompatible material into the housing component mold; allowing the biocompatible material to set, creating a housing component; and removing the housing component from the housing component mold, the housing component both rigidly encapsulating and insulating the electrode.
2688 | RF filter for an active medical device (AMD) for handling high RF power induced in an associated implanted lead from an external RF field | An AIMD includes a conductive housing, an electrically conductive ferrule with an insulator hermetically sealing the ferrule opening. A conductive pathway is hermetically sealed and disposed through the insulator. A filter capacitor is disposed within the housing and has a dielectric body supporting at least two active and two ground electrode plates interleaved, wherein the at least two active electrode plates are electrically connected to the conductive pathway on the device side, and the at least two ground electrode plates are electrically coupled to either the ferrule and/or the conductive housing. The dielectric body has a dielectric constant less than 1000 and a capacitance of between 10 and 20,000 picofarads. The filter capacitor is configured for EMI filtering of MRI high RF pulsed power by a low ESR, wherein the ESR of the filter capacitor at an MRI RF pulsed frequency or range of frequencies is less than 2.0 ohms. | 1. A hermetically sealed feedthrough filter assembly for an implantable medical device, the feedthrough filter assembly comprising: a) an electrically conductive ferrule defining a ferrule opening, wherein the ferrule is configured to be attachable to an opening in a housing of an active implantable medical device; b) an insulator at least partially residing in the ferrule opening where a hermetic seal connects the insulator to the ferrule, wherein the insulator extends from an insulator body fluid side to an insulator device side with an insulator via hole extending through the insulator to the insulator body fluid and device sides; c) a conductive pathway hermetically sealed to the insulator in the via hole, the conductive pathway extending from a conductive pathway body fluid side to a conductive pathway device side, wherein the conductive pathway is in a non-conductive relation with the ferrule; d) a filter capacitor, comprising: i) a ceramic dielectric body having a dielectric constant that is greater than zero, but less than 1,000; and ii) at least two active electrode plates interleaved with at least two ground electrode plates supported in the ceramic dielectric body; e) a first conductive structure electrically connecting the at least two active electrode plates to the conductive pathway device side; and f) a second conductive structure electrically connecting the at least two ground electrode plates to the ferrule, g) wherein the filter capacitor has: i) a capacitance that ranges from 10 and 20,000 picofarads, and ii) an equivalent series resistance (ESR), which is the sum of a dielectric loss plus an ohmic loss of the ceramic dielectric body, that is greater than zero, but less than 2.0 ohms at an MRI RF pulsed frequency or at a range of MRI RF pulsed frequencies, h) wherein the filter capacitor is the first filter capacitor electrically connected to the conductive pathway device side and to the ferrule.
2689 | Multi-function car charger | A multi-function car charger comprises a housing, a first electrode, a PCB board, a second electrode and a power output port. The car charger further includes a safety hammer, a rear end of safety hammer which is fixed in the housing. The car charger, the safety hammer and other accessories are integrated as a whole to reduce the quantity of car accessories and reduce the occupied space of the car accessories. The safety hammers is placed at a car charger socket where a cigarette lighter is easy to take, thereby attaining the convenience of use. | 1. A multi-function car charger comprising a housing, a first electrode disposed at a front end of said housing, a PCB board disposed inside said housing, a second electrode disposed on a peripheral wall of said housing and a power output port disposed at a rear end of said housing; wherein said car charger further includes a safety hammer disposed in said first electrode, said first electrode being retractably inserted into said front end of said housing, a spring being wound round an exterior of said safety hammer, one end of said spring being fixed in said housing, another end of said spring being set against an inner side of said first electrode, a rear end of said safety hammer being fixed inside said housing and providing a hammer head at a front end thereof which stretches out of said front end of said housing, said hammer head of said safety hammer being exposed to an exterior of said housing when said first electrode retracts.
2690 | System, method, and apparatus for clamping | A clamp includes a housing, a fixed gripper, a moveable gripper, a driven member, and an actuator. The housing includes first and second tracks. The fixed gripper is coupled to the housing. The driven member is configured to slide within the first and second tracks of the housing. The moveable gripper is operatively coupled to the driven member. The actuator is configured to move the driven member towards a first position to thereby move the moveable gripper towards the fixed gripper. The actuator is further configured to move the driven member towards a second position to thereby move the moveable gripper away from the fixed gripper. | 1. A clamp, comprising: a housing including first and second tracks; a fixed gripper coupled to the housing; a driven member configured to slide within the first and second tracks of the housing; a moveable gripper operatively coupled to the driven member; an actuator configured to move the driven member towards a first position to thereby move the moveable gripper towards the fixed gripper, the actuator further configured to move the driven member towards a second position to thereby move the moveable gripper away from the fixed gripper, wherein the actuator is a handle pivotally coupled to the housing; and first and second linkages, wherein the first linkage is coupled to a first side of the handle and to a first side of the driven member, and the second linkage is coupled to a second side of the handle and to a second side of the driven member.
2691 | Sports electronic training system, and applications thereof | A sports electronic training system, and applications thereof, are disclosed. In an embodiment, the system comprises at least one monitor and an electronic processing device for receiving data from the at least one monitor and providing feedback to an individual based on the received data. The monitor can be a motion monitor that measures an individual's performance such as, for example, speed, pace and distance for a runner. | 1. An article of footwear, comprising: a sole, the sole comprising a bottom surface for contacting the ground and a top surface, the sole including a heel region, a forefoot region and a midfoot region, wherein the sole defines a recess in the midfoot region of the sole; a motion monitor housing comprising a hard plastic and having a first housing surface, wherein the first housing surface is disposed substantially parallel to the top surface of the sole; and a motion monitor disposed in the motion monitor housing, the motion monitor comprising an accelerometer, a memory, a personal area network transceiver, and a battery, wherein the accelerometer is configured to measure acceleration in more than one axis, wherein the accelerometer is further configured to provide a stream of acceleration data that corresponds to the motion of a foot of a user when the user engages in a locomotion activity while wearing the article of footwear, wherein the motion monitor is configured to filter the stream of acceleration data, and wherein the memory is configured to store a program used to generate performance data from the filtered acceleration data, and wherein the motion monitor is configured to store data collected during the locomotion activity in the memory, and to transmit the stored data to a mobile phone via the personal area network transceiver only after the locomotion activity is completed in response to first receiving a message from the mobile phone via the personal area network transceiver that the mobile phone is ready to receive the performance data, and wherein the motion monitor is further configured to operate in a first state at a relatively lower power consumption level and a second state at a relatively higher power consumption level.
2692 | Haptic feedback as accessibility mode in home automation systems | Systems and methods for providing haptic feedback in a home automation monitoring system are provided. A method for providing haptic feedback in a home automation system includes receiving an electronic command by a home automation controller, from a haptic feedback remote control device. The home automation controller determines whether the electronic command is associated with a user interface control condition stored in a haptic effects database. If so, the home automation controller accesses the haptic effects database to identify a first haptic feedback effect associated with the determined user interface control condition, and transmits a first haptic feedback command indicating the first haptic feedback effect to the haptic feedback remote control device. A haptic feedback element in the haptic feedback remote control device is then activated to provide the first haptic feedback effect to a user of the haptic feedback remote control device. | 1. A method for providing haptic feedback in a home automation system, comprising: storing, in a haptic effects database, information representing a plurality of user interface (UI) control conditions, each of the plurality of UI control conditions being associated with a respective haptic feedback effect; activating a haptic feedback accessibility mode in a home automation controller; transmitting an electronic command from a haptic feedback remote control device to the home automation controller; receiving the electronic command by the home automation controller; determining, by the home automation controller, whether the received electronic command is associated with a UI control condition stored in the haptic effects database; if the received electronic command is determined to be associated with a UI control condition stored in the haptic effects database, then: accessing, by the home automation controller, the haptic effects database to identify a first haptic feedback effect associated with the determined UI control condition; transmitting, by the home automation controller, a first haptic feedback command indicating the first haptic feedback effect to the haptic feedback remote control device; and activating a haptic feedback element within the haptic feedback remote control device, based on the first haptic feedback command, to provide the first haptic feedback effect to a user of the haptic feedback remote control device.
2693 | Enabling an IM user to navigate a virtual world | Systems and methods are provided for enabling communications between users of an instant messaging application and a virtual world environment. In accordance with one implementation, a method is provided that includes operations performed by one or more processors, including enabling a first user to navigate the virtual world environment by controlling an avatar representing the first user. The method also includes capturing a first paralinguistic indicator made by the first user, the first paralinguistic indicator configured for communications in the virtual world environment. In addition, the method includes translating the first paralinguistic indicator into a message configured for text-based communications in the instant messaging application, the message comprising at least one of a text description of the first paralinguistic indicator and a second paralinguistic indicator configured for communications in the instant messaging application. The method further includes providing the message to a second user. | 1. A computer-implemented method for enabling communications between users of a first environment and a second environment, the method comprising the following operations performed by at least one processor: enabling a first user to navigate the first environment by controlling an avatar representing the first user; capturing a first paralinguistic indicator made by the first user, the first paralinguistic indicator representing a first emotion of a first complexity compatible with the first environment; translating the first paralinguistic indicator into a second paralinguistic indicator different from the first paralinguistic, wherein the second paralinguistic indicator is communicated to a second user of the second environment and represents a second emotion of a second complexity different from the first complexity and is compatible with the second environment; wherein at least one of the first complexity and the second complexity is defined as the co-occurrence of two or more emotions.
2694 | Interactive adherence drug dispensing and communications platform | Technologies are generally described for providing a pill dispensing device with adherence monitoring and alerting features, as well as communication capabilities. A pill pack may be integrated within a housing of the pill dispensing device, where removal of each pill in the pill pack may be monitored through a conductive trace or comparable mechanism. Timing of the removal, remaining pills, and similar information may also be detected by the pill dispensing device and provided along with additional information such as health status of the consumer monitored by one or more sensors to a health care provider or similar entity over wired and/or wireless networks. The pill dispensing device may include audio and/or visual output device(s) to provide alerts and health/medication related information to the consumer. A display technology may employed enabling continuous display with low power usage such as ink display while providing color and/or video capabilities. | 1. A pill dispenser device, comprising: a memory adapted to store instructions; a processor coupled to the memory and adapted to execute the instructions stored on the memory; a communication module coupled to the processor and configured to facilitate communication with one or more sources to exchange pill consumption and user data, wherein the one or more sources include external sources, and wherein the communication module is configured to transmit customized advertisements, which are based on the pill consumption and the user data and which are provided from the external sources, to the pill dispenser device to be displayed; a printed circuit board adapted to support one or more of the memory, the processor, and circuitry associated with operations of the pill dispenser device; a display in the electronic communication with the memory, the processor, and the circuitry; a trigger device configured to activate a signal to destroy user data stored on the pill dispenser device; a pill pack that includes a plurality of pharmaceutical pills, wherein the processor is adapted to monitor a removal of the pharmaceutical pills from the pill pack; and a housing that includes one or more of the memory, the processor, the communication module, the printed circuit board, the display, and the pill pack.
2695 | Rating applications based on emotional states | Method and apparatus for rating applications. Execution of an application on a computing device is monitored to determine usage information for a user. Embodiments capture a plurality of images and for each of the plurality of images, extract, from the respective image, a set of user facial features and determine an user emotional state corresponding to the respective set of user facial features by applying a model correlating a set of predefined emotional states with corresponding predefined facial features. A trend of user emotional states across a plurality of executions of the application on the computing device is determined. Embodiments calculate a rating for the application based on the usage information, the user emotional states, and the trend of the user emotional states. The rating is sent to a server over a network connection for use in an aggregate rating of the application. | 1. A computer-implemented method to rate applications based on weighted emotional states, the computer-implemented method comprising: monitoring execution of an application on a computing device to determine usage information for a user; capturing, via a user-facing camera of the computing device, a plurality of images; for each of the plurality of images, using one or more computer processors of the computing device: extracting, from the respective image, a set of user facial features; and determining an user emotional state corresponding to the respective set of user facial features by applying a facial-emotional model correlating a set of predefined emotional states with corresponding predefined facial features; determining a trend of user emotional states across a plurality of executions of the application on the computing device; calculating a rating for the application based on: (i) the usage information; (ii) the trend of user emotional states; and (iii) the user emotional states weighted by at least one of: (A) a demographic factor comprising a specified age group to which the user belongs and (B) an expressiveness factor comprising a variance of emotional expression of the user; and sending, via a network connection, the rating to a server configured to determine an aggregate rating of the application.
2696 | Digital security system, method and program | Provided are a digital security system, method and a program that prevent erroneous reports and failed reports to improve reliability, while allowing reporting an abnormal situation in security, even in front of a suspicious person, without the suspicious person's awareness. The digital security system comprises an abdominal pressure signal acquisition unit ( 101 ) that acquires an abdominal pressure signal from an abdominal pressure sensor ( 10 ) for detecting a user's abdominal pressure and acquires a respiration signal from a respiration sensor ( 20 ) for detecting the user's breathing, an abdominal pressure signal extraction unit ( 102 ) that subtracts the respiration signal component from the acquired abdominal pressure signal to extract an abdominal pressure signal with suppressed influence of respiration, an abnormality determination unit ( 112 ) that determines whether it is abnormality based on the abdominal pressure signal from which the respiration signal component has been subtracted, and an alarm sending unit ( 203 ) that reports an abnormal situation based on a determination result as being the occurrence of an abnormal situation. | 1. A digital security system comprising: abdominal pressure signal acquiring means configured to acquire an abdominal pressure signal from an abdominal pressure sensor that detects an abdominal pressure of a person, the abdominal pressure signal acquiring means is configured to acquire a respiration signal from a respiration sensor that detects breathing of the person; abdominal pressure signal extracting means configured to generate an abdominal pressure signal with suppressed influence of respiration by subtracting the respiration signal from the abdominal pressure signal; abnormality determining means configured to use the abdominal pressure signal to determine whether or not an abnormality exists; and control means configured to report an abnormal situation when the abnormality determining means determines that the abnormality exists, wherein the abnormality determining means is configured to determine that that the abnormality exists either when the abdominal pressure signal is consistent with a predetermined abdominal pressure pattern or when the abdominal pressure signal is in a predetermined range.
2697 | Laser apparatus and extreme ultraviolet light generation system | An example of the disclosure is a laser apparatus including a master oscillator capable of outputting a pulse laser beam, a plurality of optical amplifiers disposed on an optical path of the pulse laser beam outputted from the master oscillator and configured to sequentially amplify the pulse laser beam, an optical reflector capable of passing the pulse laser beam therethrough and reflecting a self-oscillation beam generated in one of the plurality of optical amplifiers, and an optical absorber capable of receiving and absorbing the self-oscillation beam reflected by the optical reflector. | 1. A laser apparatus comprising: a master oscillator capable of outputting a pulse laser beam; a plurality of optical amplifiers disposed on an optical path of the pulse laser beam outputted from the master oscillator, the plurality of optical amplifiers being configured to sequentially amplify the pulse laser beam; an optical reflector disposed off an optical path of the pulse laser beam, capable of passing the pulse laser beam therethrough and reflecting a self-oscillation beam generated in one of the plurality of optical amplifiers; and an optical absorber capable of receiving and absorbing the self-oscillation beam reflected by the optical reflector.
2698 | Apparatus and method for processing signal | An apparatus of processing a signal or a biosignal, and a method of processing a signal or a biosignal are provided. The method of processing signal involves receiving a first reference signal having a frequency component of a measurement signal to be applied to a subject, receiving a second reference signal having a frequency component within a frequency bandwidth of an amplifier, and converting a first signal measured from the subject to a second signal within the frequency bandwidth of the amplifier, based on the first reference signal and the second reference signal. | 1. A method of processing signal, the method comprising: receiving a first reference signal having a frequency component of a measurement signal to be applied to a subject; receiving a second reference signal having a frequency component within a frequency bandwidth of an amplifier; and converting a first signal measured from the subject to a second signal within the frequency bandwidth of the amplifier, based on the first reference signal and the second reference signal, wherein the converting comprises: generating a first control signal by combining the first reference signal and the second reference signal; and converting the first signal to the second signal based on the first control signal.
2699 | Optical transmission module and imaging device | An optical transmission module includes: a photoelectric conversion element that converts an electrical signal to an optical signal; a photoelectric conversion element-driving IC that drives the photoelectric conversion element; an optical fiber that transmits the optical signal; a guide holding member that holds the optical fiber; a cable that supplies power to at least one of the photoelectric conversion element and the photoelectric conversion element-driving IC; and a substrate on which the photoelectric conversion element and the photoelectric conversion element-driving IC are mounted. The substrate has first and second planes which are perpendicular to each other. The photoelectric conversion element is mounted on the first plane. The optical fiber is connected to a back side of the first plane. An optical axis of the optical fiber is perpendicular to the first plane. The cable is connected to the second plane in parallel with the optical axis of the optical fiber. | 1. An optical transmission module comprising: a photoelectric conversion element configured to convert an electrical signal to an optical signal; a photoelectric conversion element-driving IC configured to drive the photoelectric conversion element; an optical fiber configured to transmit the optical signal emitted from the photoelectric conversion element; a guide holding member configured to position and hold the optical fiber; a cable configured to supply power or a signal to at least one of the photoelectric conversion element and the photoelectric conversion element-driving IC; and a single flexible printed circuit substrate on which the photoelectric conversion element and the photoelectric conversion element-driving IC are directly mounted, wherein the single flexible printed circuit substrate has at least a first plane and a second plane, the first plane and the second plane are perpendicular to each other, the single flexible printed circuit substrate has a bent portion, the single flexible printed circuit substrate is bent at the bent portion to form the first plane and the second plane, the photoelectric conversion element is mounted on the first plane, the optical fiber is connected to a back side of the first plane through the guide holding member such that an optical axis of the optical fiber is perpendicular to the first plane, and the cable is directly connected to a back side of the second plane, the photoelectric conversion element, the photoelectric conversion element-driving IC and the guide holding member are not mounted on the backside of the second plane, and the back side of the second plane is perpendicular to the back side of the first plane such that the cable is in parallel with the optical axis of the optical fiber.
2700 | Multifactor authentication through wearable electronic device | A method to implement multifactor authentication of a user may include performing biometric authentication of a person that bears the wearable electronic device and at least one of: performing knowledge-based authentication of the person or presenting an access control token of the wearable electronic device to an access reader that performs token-based authentication of the person. Performing biometric authentication may include receiving a first biometric signal generated by a wearable electronic device and determining a person-specific biometric characteristic of the person therefrom; comparing the person-specific biometric characteristic to a user-specific biometric characteristic of the user determined from a second biometric signal generated when the wearable electronic device was born by the user; and based on the comparing, determining a confidence level that the person is the user to determine a positive or negative authentication of the person as the user. | 1. A method to implement multifactor authentication of a user with a wearable electronic device of the user, the method comprising: performing biometric authentication of a person that bears the wearable electronic device, including: receiving one or more first biometric signals generated by one or more sensors of the wearable electronic device, the one or more first biometric signals indicative of one or more person-specific biometric characteristics of the person; determining the one or more person-specific biometric characteristic of the person from the one or more first biometric signals; comparing the one or more person-specific biometric characteristics to one or more user-specific biometric characteristics of the user determined from one or more second biometric signals generated by the one or more sensors of the wearable electronic device at one or more previous times when the wearable electronic device was borne by the user; and based on the comparing, determining a confidence level that the person is the user to determine a positive or negative biometric authentication of the person as the user; presenting an access control token of the wearable electronic device to an access reader that performs token-based authentication of the person, wherein the access control token presented to the access reader is an authorized access control token and the access reader is configured to grant the person access to an access-restricted resource based solely on the access control token being an authorized access control token; in response to the confidence level being below a threshold confidence level, causing a challenge question to be presented to the person; making a positive authentication of the person as the user in response to receiving an answer to the challenge question that matches an expected answer to the challenge question; making a negative authentication of the person as the user in response to not receiving an answer to the challenge question or in response to receiving an answer to the challenge question that does not match the expected answer; granting the person access to the access-restricted resource based on the access control token being an authorized access control token even when a negative authentication based on biometric authentication and/or knowledge based authentication occurs; and in response to the negative authentication, triggering a followup that would not be triggered absent the negative authentication.
2701 | System and method for reliable and scalable health monitoring | A health-monitoring system and method are disclosed. The health-monitoring system and method comprise a sensory system and a sensory to front-end communication (SFCM) protocol coupled to the sensory system. The health-monitoring system and method include a front-end system coupled to the sensory system and a front-end to back-end communication (FBCM) protocol coupled to the front-end system. The health-monitoring system and method include a back-end system. The SFCM protocol communicates with the front-end system using a first state awareness link and the FBCM protocol communicates with the back-end system using a second state awareness link. | 1. A health-monitoring system comprising: a sensory system, wherein the sensory system includes at least one sensor that includes a system on-a-chip hardware (SOC HW), a hardware abstraction layer device driver, and at least one sensory communication (SCM) task, and wherein the at least one SCM task is directly coupled to a sensory to front-end communication (SFCM) protocol; a front-end system coupled to the sensory system via the SFCM protocol, wherein the front-end system includes at least one smart relay device that includes a user interface (UI), a device driver, at least one diagnostic layer, and at least one front-end communication (FCM) task, wherein the at least one FCM task is directly coupled to both the SFCM protocol and a front-end to back-end communication (FBCM) protocol, and wherein the SFCM protocol is only coupled to the at least one SCM and FCM tasks; and a back-end system coupled to the front-end system via the FBCM protocol, wherein the back-end system includes a server that comprises a hardware (HW) platform, a communication (COMM) channel driver, an application programming interface (API), a user interface (UI), and a back-end communication (BCM) process, wherein the BCM process is directly coupled to the FBCM protocol, wherein the FBCM protocol is only coupled to the at least one FCM task and the BCM process, and wherein the diagnostic layer comprises any of simulating a device driver protocol, simulating the UI, simulating the at least one FCM task that includes communicating with the SCM task within the sensory system and communicating with the BCM process within the back-end system, and simulating error injection.
2702 | Terminal device and telemetry system | A terminal device in which a transmitter transmits biological information and battery state information to a biological information display device, includes a shutdown detector that detects a shutdown state of a battery, and a transmission controller that, when the shutdown detector detects the battery shutdown state, causes the transmitter to transmit the battery state information indicative of shutdown. | 1. A terminal device in which a transmitter transmits biological information and battery state information to a biological information display device, the terminal device comprising: a shutdown detector that detects a shutdown state of a first battery from at least one of an operation of a power switch to turn off the terminal device and detachment of the first battery from the terminal device; a transmission controller that, when the shutdown detector detects the first battery shutdown state, causes the transmitter to transmit the first battery state information indicative of shutdown; and a second battery that provides power for detecting the shutdown state and transmitting the first battery state information when the first battery is detached.
2703 | Communication system and receiving device | A communication system and a receiving device ensure reducing a risk of performing pairing processing on an incorrect pair caused by presence of a large count of communication candidates, wherein the communication system includes an extractor to extract the communication candidates among a plurality of biological information measuring devices by the receiving device. The extractor compares radio field intensities of a plurality of pairing signals. A first threshold value specifies a lower limit of the radio field intensity at which a transmission of biological information is effectively achieved. The extractor extracts the at least one biological information measuring device transmitting the pairing signal at the radio field intensity exceeding a second threshold value as the communication candidate for this receiving device. According to an input operation by an operator, a selector selects the one biological information measuring device as a communication target among the communication candidates extracted by the extractor. | 1. A communication system comprising: a biological information measuring device configured to transmit a pairing signal and a biological information signal by wireless communications, the pairing signal including pairing information to establish the wireless communications, the biological information signal including biological information acquired through measurement; and a receiving device configured to receive the pairing signal transmitted from the biological information measuring device, the receiving device being configured to establish the wireless communications with the biological information measuring device to receive the biological information signal transmitted from the biological information measuring device, wherein the receiving device includes: a detector configured to detect a radio field intensity of the received pairing signal; an extractor configured to compare a second threshold value with the radio field intensities of the plurality of pairing signals when the plurality of pairing signals are detected by the detector, the second threshold value being larger than a first threshold value, the first threshold value specifying a lower limit of the radio field intensity at which the transmission of the biological information is effectively achieved, the extractor being configured to extract the at least one biological information measuring device transmitting the pairing signal at the radio field intensity exceeding the second threshold value as a communication candidate for the receiving device; a selector configured to select the biological information measuring device as a communication target among the at least one extracted biological information measuring device; and a communication unit configured to receive the biological information signal transmitted from the biological information measuring device by the wireless communications.
2704 | Acoustic echo cancellation method and system using the same | The present disclosure illustrates an acoustic echo cancellation method and system using the same. The acoustic echo cancellation method comprises the following steps. Firstly, a prior-knowledge matrix comprising a plurality of space vectors is built. Then, an initial filter vector is generated by the prior-knowledge matrix and an initial weighting vector. The weighting vector is updated based on the difference of the echo signal and the estimated signal in an iteration algorithm, and the coefficient of the filter vector is updated according to the updated weighting vector. An estimated signal is generated according to the updated filter vector and the original signal. Finally, the next echo signal is cancelled by the near-end estimated signal. | 1. An acoustic echo cancellation method, adapted for an adaptive filter, comprising: collecting numerous training data to build prior-knowledge formed by a set of space vectors, wherein the vectors represent different sizes or forms of rooms as follows [h01h21. . . hL−11]T, [h02h22. . . hL−12]T, . . . , [h0Kh2K. . . hL−1K]T; building a prior-knowledge matrix H including a plurality of space vectors as follows generating an initial filter vector by the prior-knowledge matrix and an initial weighting vector, and obtaining an initial estimated signal by the initial filter vector and an original signal; updating a weighting vector based on the difference of an echo signal and an estimated signal in an iteration algorithm to estimate a room impulse response of a near-end room; generating a near-end filter vector corresponding to the impulse response according to the updated weighting vector; and cancelling a next echo signal by a near-end estimated signal; wherein the adaptive filter is adapted with a plurality of reference spaces to generate the space vectors corresponding to the reference spaces; wherein the weighting vector is formed by a weighting coefficient and a bias vector; wherein a matrix S is generated by combining the prior-knowledge matrix H with an identity matrix IL×L, and the matrix S is shown as follows wherein the matrix S is multiplied with an initial weighting vector ŵ(n) to generate the initial filter vector ĥ(n) as follows wherein the initial weighting vector ŵ(n)=[a(n)Tb(n)T]Tis an (L+K)-dimensional vector, a(n)=[a1(n) . . . aK(n)]Tis a K-dimensional weighting vector and b(n)=[1(n) . . . bL(n)]Tis an L-dimensional initial vector.
2705 | Bluetooth beacon transmission | There is provided a radio device, comprising: a Bluetooth circuitry configured to generate and advertise a Blue-tooth beacon signal having frame format according to the Bluetooth standard; a proximity communication circuitry configured to receive configuration commands wirelessly from a physically separate user device over a magnetic induction-based proximity communication; and at least one processor and at least one memory including a computer program code, wherein the at least one memory and the computer pro-gram code are configured, with the at least one processor, to cause the radio device to perform operations comprising: reconfiguring at least part of data content of the Bluetooth beacon signal on the basis of the received configuration commands, wherein the data content of the Bluetooth beacon signal is set to comprise at least physical activity related information. | 1. A radio device, comprising: a Bluetooth circuitry configured to generate and advertise a Bluetooth beacon signal having a frame format according to the Bluetooth standard; a proximity communication circuitry configured to receive configuration commands wirelessly from a physically separate user device over a magnetic induction-based proximity communication; and at least one processor and at least one memory including a computer program code, wherein the at least one memory and the computer program code are configured, with the at least one processor, to cause the radio device to perform operations comprising reconfiguring physical activity information associated with a physical activity session performed by a user, which is at least part of data content of the Bluetooth beacon signal, on the basis of the received configuration commands.
2706 | Stretchable circuit board | Provided is a stretchable circuit board having a sheet-like stretchable base capable of stretching and contracting, a stretchable interconnect part formed on or above at least one major surface of the stretchable base, and an external terminal connected to the interconnect part; the stretchable circuit board has a reinforcing area having in-plane rigidity higher than that of the stretchable base, and a stretchable area which remains after excluding the reinforcing area; the interconnect part is formed across a boundary part between the reinforcing area and the stretchable area; and a sheet-like stretchable auxiliary member capable of stretching and contracting is provided to the boundary part having the interconnect part formed therein. | 1. A stretchable circuit board comprising a sheet-like stretchable base capable of stretching and contracting, a stretchable interconnect part formed on or above at least one major surface of the stretchable base, and an external terminal connected to the interconnect part, the stretchable circuit board having a reinforcing area having in-plane rigidity higher than that of the stretchable base, and a stretchable area which remains after excluding the reinforcing area, the interconnect part being formed across a boundary part between the reinforcing area and the stretchable area, and a sheet-like stretchable auxiliary member, capable of stretching and contracting, being provided to the boundary part having the interconnect part formed therein.
2707 | Hand-held medical-data capture-device having variation amplification and interoperation with electronic medical record systems | In one implementation, an apparatus estimates body core temperature from an infrared measurement of an external source point using a cubic relationship between the body core temperature and the measurement of an external source point is described, estimates temperature from a digital infrared sensor and determines vital signs from a solid-state image transducer, or determines vital signs from a solid-state image transducer and estimates body core temperature from an infrared measurement of an external source point using a cubic relationship between the body core temperature and the measurement of an external source point; after which the estimated and/or determined information is transmitted to an external database. | 1. A non-touch thermometer to measure a temperature, the non-touch thermometer comprising: a microprocessor; a battery operably coupled to the microprocessor; a single button operably coupled to the microprocessor; a camera operably coupled to the microprocessor and operable to capture at least two images to a memory; wherein the microprocessor includes a pixel-examination-module that is operable to examine a plurality of pixel values of the at least two images in the memory, a temporal-variation module that is operable to determine temporal variation of the plurality of pixel values between the at least two images, a signal processing module that is operable to amplify the temporal variation resulting in amplified temporal variation, and a vital-sign generator that is operably coupled to the signal processing module that generates at least one human vital sign from the temporal variation; wherein determine temporal variation of the plurality of pixel values between the at least two images further comprises: identifying pixel values of the at least two images that are representative of skin, resulting in identified pixel values; applying a first frequency filter to the identified pixel values, yielding frequency filtered identified pixel values of the skin; applying spatial clustering to the frequency filtered identified pixel values of the skin, yielding spatial clustered frequency filtered identified pixel values of the skin; applying a second frequency filter to the spatial clustered frequency filtered identified pixel values of skin, yielding the temporal variation; a wireless communication subsystem that is operably coupled to the microprocessor and that is operable to transmit a representation of the at least one human vital sign; and a display device that is operably coupled to the microprocessor that displays the at least one human vital sign.
2708 | Hand-held medical-data capture-device having detection of body core temperature by a microprocessor from a digital infrared sensor on a separate circuit board and having interoperation with electronic medical record systems | In one implementation, an apparatus estimates body core temperature from an infrared measurement of an external source point using a cubic relationship between the body core temperature and the measurement of an external source point is described, estimates temperature from a digital infrared sensor and determines vital signs from a solid-state image transducer, or determines vital signs from a solid-state image transducer and estimates body core temperature from an infrared measurement of an external source point using a cubic relationship between the body core temperature and the measurement of an external source point; after which the estimated and/or determined information is transmitted to an external database. | 1. A device comprising: a first circuit board including: a microprocessor; a wireless communication subsystem that is operably coupled to the microprocessor and that is operable to transmit a representation of a temperature; a battery operably coupled to the microprocessor; a display device operably coupled to the microprocessor; a single button operably coupled to the microprocessor; and a first digital interface operably coupled to the microprocessor; a second circuit board including: a second digital interface, the second digital interface being operably coupled to the first digital interface; and a digital infrared sensor operably coupled to the second digital interface, the digital infrared sensor having ports that provide only digital readout signals, the digital infrared sensor comprising a low noise amplifier, an analog-to-digital converter, a digital signal processor, and a pulse width modulator (PWM) in a single industry standard package; wherein the digital infrared sensor is configured with no need for recalibration after an initial factory calibration with an emissivity range from 0.1 to 1.0; wherein the microprocessor is operable to receive from the ports of the digital infrared sensor the digital readout signals that are representative of an infrared signal, the infrared signal acquired from a forehead of a user and generated by the digital infrared sensor, and the microprocessor is further operable to determine the temperature from the received digital readout signals by using the PWM, and wherein no analog-to-digital converter is operably coupled between the digital infrared sensor and the microprocessor, wherein the wireless communication subsystem transmits to a static Internet Protocol address in order to reduce Internet Protocol discovery burden on the device.
2709 | Hand-held medical-data capture-device having a digital infrared sensor with no analog sensor readout ports and interoperation with electronic medical record systems through a static IP address | In one implementation, an apparatus estimates body core temperature from an infrared measurement of an external source point using a cubic relationship between the body core temperature and the measurement of an external source point is described, estimates temperature from a digital infrared sensor and determines vital signs from a solid-state image transducer, or determines vital signs from a solid-state image transducer and estimates body core temperature from an infrared measurement of an external source point using a cubic relationship between the body core temperature and the measurement of an external source point; after which the estimated and/or determined information is transmitted to an external database. | 1. A non-touch thermometer to measure a temperature, the non-touch thermometer comprising: a microprocessor; a wireless communication subsystem that is operably coupled to the microprocessor and that is operable to transmit a representation of the temperature; a battery operably coupled to the microprocessor; a single button operably coupled to the microprocessor; a camera operably coupled to the microprocessor and providing at least two images to the microprocessor; a digital infrared sensor operably coupled to the microprocessor with no analog-to-digital converter operably coupled between the digital infrared sensor and the microprocessor, the digital infrared sensor having only digital readout ports, the digital infrared sensor having no analog sensor readout ports, the digital infrared sensor further comprising a low noise amplifier, an analog-to-digital converter, a digital signal processor, and a pulse width modulator (PWM) in a single industry standard package; wherein the digital infrared sensor is configured with no need for recalibration after an initial factory calibration with an emissivity range from 0.1 to 1.0; and a display device operably coupled to the microprocessor, wherein the microprocessor is operable to receive from the digital readout ports a digital signal that is representative of an infrared signal, the infrared signal acquired from a forehead of a user and detected by the digital infrared sensor, and the microprocessor is further operable to determine the temperature from the received digital signal by using the PWM, wherein the wireless communication subsystem transmits to a static Internet Protocol address in order to reduce Internet Protocol discovery burden on the non-touch thermometer.
2710 | Hand-held medical-data capture-device having a digital infrared sensor with no analog sensor readout ports with no A/D converter and having interoperation with electronic medical record systems via an authenticated communication channel | In one implementation, an apparatus estimates body core temperature from an infrared measurement of an external source point using a cubic relationship between the body core temperature and the measurement of an external source point is described, estimates temperature from a digital infrared sensor and determines vital signs from a solid-state image transducer, or determines vital signs from a solid-state image transducer and estimates body core temperature from an infrared measurement of an external source point using a cubic relationship between the body core temperature and the measurement of an external source point; after which the estimated and/or determined information is transmitted to an external database. | 1. A device comprising: a first circuit board including: a microprocessor; a wireless communication subsystem that is operably coupled to the microprocessor and that is operable to transmit a representation of a temperature; a battery operably coupled to the microprocessor; a display device operably coupled to the microprocessor; a single button operably coupled to the microprocessor; and a first digital interface operably coupled to the microprocessor; a second circuit board including: a second digital interface, the second digital interface being operably coupled to the first digital interface; and a digital infrared sensor operably coupled to the second digital interface, the digital infrared sensor having ports that provide only digital readout signals, the digital infrared sensor further comprising a low noise amplifier, an analog-to-digital converter, a digital signal processor, and a pulse width modulator (PWM) in a single industry standard package; wherein the digital infrared sensor is configured with no need for recalibration after an initial factory calibration with an emissivity range from 0.1 to 1.0; wherein the microprocessor is operable to receive from the ports of the digital infrared sensor the digital readout signals that are representative of an infrared signal, the infrared signal acquired from a forehead of a user and generated by the digital infrared sensor, and the microprocessor is further operable to determine the temperature from the received digital readout signals by using the PWM, and wherein no analog-to-digital converter is operably coupled between the digital infrared sensor and the microprocessor, wherein the wireless communication subsystem is configured to operate on a specific segment of a network.
2711 | Medicament information system and method | Various exemplary embodiments relate to a method of using an emergency medicament device. The method includes reading an ID tag from the medicament device using a mobile device; automatically requesting instructions for using the medicament device based on the ID tag; and displaying a video to a user of the mobile device, the video providing instructions for using the medicament device in accordance with approved labeling of the medicament device. Various exemplary embodiments relate to an electronic medicament device including: a reservoir configured to store an amount of medication for treating anaphylaxis; an administration component for administering the medication to a patient; a processor communicatively connected to a memory storing medicament device information; and an identification tag configured to be read by another device, the identification tag providing the medicament device information including identification of instructions for using the medicament device. | 1. A system for receiving a medicament administration component and for communicating with a mobile device information associated with the medicament administration component, the system comprising: a medicament device configured to receive an epinephrine auto-injector; a communication interface coupled with the medicament device configured to wirelessly communicate with a mobile device information associated with a location of the medicament device; a temperature sensor coupled with the medicament device configured to detect a temperature associated with the medicament device; an indicator coupled with the medicament device configured to illuminate to provide a visual alert to a user; a sound source coupled with the medicament device configured to play a sound to provide an audible alert to the user; and a non-transitory computer readable medium comprising instructions stored thereon that when executed by at least one processor of the mobile device perform a process comprising: identifying emergency contacts and a notification message that are stored, prior to the medicament device being used, in a memory of the mobile device, receiving a communication from the remotely located medicament device, and in response to determining, from the communication and independently of input received by the mobile device from a user of the mobile device to initiate a call, that the medicament device is being used or has been used, causing the mobile device to initiate communication with the identified emergency contacts via a telecommunication network and to transmit the identified notification message.
2712 | Neurostimulation programmers with improved RF antenna radiation patterns | To provide for an improvement in the communication between an external handheld programmer and an implantable pulse generator (IPG) implanted within a patient or an external pulse generator attached to the patient, an antenna of the programmer is positioned relative to the ground plane of the programmer such that when a person handholds the programmer in its predetermined intended orientation a radiation pattern produced by the antenna has substantially maximum RF radiation generally directed toward the patient, regardless whether the person that handholds the programmer is the patient or another person located near the patient. | 1. A handheld external programmer adapted to wirelessly communicate with an implantable pulse generator (IPG) implanted within a patient or an external pulse generator attached to the patient, the programmer having a predetermined intended orientation that specifies how a person should handhold the programmer so that the person can view and interact with a user interface associated with a front surface of the programmer in a predetermined intended manner, wherein when the person handholds the programmer in its predetermined intended orientation, the front surface of the housing is positioned at any angle between and inclusive of the front surface facing upward parallel to the earth'ss surface and the front surface facing sideways perpendicular to the earth'ss surface, which enables the person to view and interact with the user interface of the programmer in the predetermined intended manner, the external programmer comprising: a ground plane; a power supply; a telemetry transceiver powered by the power supply and grounded by the ground plane; and only a single antenna electrically connected to the telemetry transceiver; wherein the single antenna is positioned relative to the ground plane such that when the person handholds the programmer in its predetermined intended orientation a single radiation pattern produced by the antenna has substantially maximum radio frequency (RF) radiation generally directed toward the patient, regardless whether the person that handholds the programmer in its predetermined intended orientation is the patient or another person located near and generally facing the patient, and without requiring the programmer be placed over the pulse generator.
2713 | Real-time driver monitoring and feedback reporting system | Real-time feedback may be generated during a driving session from status data collected via one or more sensors. This feedback data may include various metrics related to a student's driving skills, which may be utilized to generate tagged driving events. A user may also manually enter tagged driving events. The tagged driving events may include real-time information based on the collected status data, such as acceleration, braking, cornering data, descriptions entered by the user. The location of these tagged driving events may be mapped in real time. Sensors used to collect this data may be integrated within the device displaying the feedback or located on another device, in which case the status data may be communicated to the device displaying the feedback. The displayed real-time feedback may be viewed by an instructor to assess a student's driving skills in real time and to calculate a driver feedback score. | 1. A computer-implemented method for displaying data during a driving session on a first mobile computing device located in a vehicle, comprising: receiving, at the first mobile computing device by one or more processors, status metrics from a second mobile computing device located in the vehicle during the driving session, the status metrics being generated by the second mobile computing device and including data indicative of one or more vehicle conditions, generating, at the first mobile computing device by one or more processors, a tagged driving event when one of the status metrics meets or exceeds a status metric threshold; and concurrently displaying, on the first mobile computing device, driving session information based upon the status metrics including (i) a map of the driving session and the tagged driving event at a location on the map where the tagged driving event occurred, (ii) a driver status, and (iii) a vehicle status, wherein the first mobile computing device concurrently displays a greater number of different types of driving session information than the number of different types of driving session information the second mobile computing device can concurrently display.
2714 | Optical sensor | The present disclosure relates to an optical sensor module, an optical sensing accessory, and an optical sensing device. An optical sensor module comprises a light source, a photodetector, and a substrate. The light source is configured to convert electric power into radiant energy and emit light to an object surface. The photodetector is configured to receive the light from an object surface and convert radiant energy into electrical current or voltage. An optical sensing accessory and an optical sensing device comprise the optical sensor module and other electronic modules to have further applications. | 1. A multi-directional optical sensor module comprising: a substrate; a light source disposed on the substrate; a first encapsulant; at least two photodetectors disposed on the substrate; at least two second encapsulants adjacent to the light source; wherein the at least two photodetectors comprise at least a first photodetector and a second photodetector, the light source comprises at least a first side and a second side, the first photodetector is on the first side of the light source and the second photodetector is on the second side of the light source, the first side is a different side from the second side, each of the at least two second encapsulants is formed over a corresponding one of the at least two photodetectors, and the first encapsulant is formed over the light source and the at least two second encapsulants.
2715 | Computer apparatus for analyzing medical images for diffusion-weighted abnormalities or infarct and generating prescriptions | Image processing and analysis technique includes using a computer apparatus to identify a region of pathology in a patient's magnetic resonance images and then automatically generating a prescription based on the identification of the pathology. Examples include an apparatus that identifies a region of acute infarction and prescribes additional scanning, a magnetic resonance angiographic sequence, and/or a perfusion sequence. | 1. A computer apparatus to analyze a patient'ss diffusion-weighted magnetic resonance images for pathology and generate a prescription comprising: (a) a non-transitory memory configured to receive one or more diffusion weighted magnetic resonance images of a patient; (b) a program stored in the non-transitory memory and operatively configured to analyze said images for a region including a pathology; and (c) a computer processor in communication with the non-transitory memory and configured to perform the program by executing computer executable instructions, wherein the program is operatively configured to automatically generate a prescription based at least in part on the analysis.
2716 | Importing and analyzing external data using a virtual reality welding system | A real-time virtual reality welding system including a programmable processor-based subsystem, a spatial tracker operatively connected to the programmable processor-based subsystem, at least one mock welding tool capable of being spatially tracked by the spatial tracker, and at least one display device operatively connected to the programmable processor-based subsystem. The system is capable of simulating, in virtual reality space, a weld puddle having real-time molten metal fluidity and heat dissipation characteristics. The system is further capable of importing data into the virtual reality welding system and analyzing the data to characterize a student welder's progress and to provide training. | 1. A method for simulating welding activity, comprising: tracking a movement and orientation of a stick welding device relative to a welding coupon for a simulated welding operation, where said stick welding device has a stick welding tool and a simulated stick electrode; moving said simulated stick electrode with an actuator within said stick welding tool during said simulated welding operation; receiving information related to said movement and orientation of said stick welding device; modeling, during said simulated welding operation, a simulated welding surface for said welding coupon; modeling a simulated weld puddle having real-time molten metal fluidity and real-time heat dissipation characteristics during said simulated welding operation; modeling a simulated weld bead based on said movement and orientation of said welding tool, and based on a simulation of solidification of said weld puddle from a molten state to a solid state; and displaying, on a first display device, said simulated welding operation, including displaying said simulated welding surface, said simulated weld puddle and said simulated weld bead; wherein said movement of said simulated stick electrode is such that a distance between said stick welding tool and a simulated welding tip of said simulated stick electrode is reduced during said simulated welding operation.
2717 | Apparatus for simulating insertion of an elongated instrument into a structure including a pulley and a pulley position sensing arrangement | The present disclosure relates to an apparatus for simulating insertion of an inner elongated instrument attached to a tether into a structure through an outer elongated instrument. The apparatus has a carriage for mounting the outer elongated instrument, for translation according to a translation of the outer elongated instrument. The apparatus has a pulley for anchoring a tether and rotating according to a longitudinal translation of the tether into the outer elongated instrument. The apparatus has a feedback force actuator for applying an adjustable resistive force to a translation of the carriage according to the sensed longitudinal position of the carriage and resistance characteristics of the structure, and for further applying an adjustable resistive force to a rotation of the pulley according to the sensed angular position of the pulley and the resistance characteristics. The present disclosure also relates to a medical insertion simulator comprising such an apparatus. | 1. An apparatus for simulating insertion of an inner elongated instrument attached to a tether into a structure through an outer elongated instrument, the apparatus comprising: a casing having an aperture for receiving the outer elongated instrument therethrough; a longitudinal guide fixedly mounted in the casing; a carriage comprising a mounting plate and a shaft rotationally mounted through the mounting plate, the shaft receiving a distal end of the outer elongated instrument, the carriage being slidably mounted onto the longitudinal guide for translation thereon according to a translation of the outer elongated instrument through the aperture of the casing; a carriage position sensing element for sensing a longitudinal position of the carriage along the longitudinal guide; a pulley having an outer tether receiving groove on a peripheral portion thereof and an anchoring element therein for anchoring a distal end of a tether extending through the outer elongated instrument, the pulley being rotatably mounted on the carriage for rotating in response to a pulling movement of the tether by a user of the outer elongated instrument in the outer elongated instrument; a pulley position sensing arrangement for sensing an angular position of the pulley representative of a relative longitudinal position of the inner elongated instrument attached to the tether; and a feedback force actuator mounted on the carriage for applying resistive force to a translation of the carriage on the longitudinal guide according to the sensed longitudinal position of the carriage, the feedback force actuator being further connected to an axle of the pulley for applying resistive force to a rotation of the pulley according to the sensed angular position of the pulley.
2718 | Calibrating circuit and calibrating method for display panel | A circuit and a calibrating method are provided. A pixel sensor senses a terminal voltage of a driving transistor during a sensing period. A calibration sensor senses a first predetermined voltage and a second predetermined voltage during a calibration period. An amplifying circuit amplifies the terminal voltage according to a gain, and amplifies the first predetermined voltage and the second predetermined voltage according to the gain. An analog to digital converter converts the amplified terminal voltage into a digital code, and converts the amplified first predetermined voltage into a first digital code and converts the amplified second predetermined voltage into a second digital code. A gain adjusting circuit adjusts the gain according to the first digital code and the second digital code. Accordingly, the gain of the amplifying circuit is calibrated. | 1. A calibrating circuit for a display panel, wherein the display panel comprises a source driver, a gate driver, and a pixel circuit comprising a driving transistor, the calibrating circuit in the source driver comprising: a pixel sensor having an input terminal coupled to the pixel circuit through a data line of the display panel, for sensing a terminal voltage of the driving transistor during a sensing period, wherein the terminal voltage of the driving transistor is a threshold voltage; at least one calibration sensor having input terminals coupled to a first predetermined voltage and a second predetermined voltage; an amplifying circuit having an input terminal coupled to the pixel sensor and the at least one calibration sensor, for amplifying the terminal voltage of the driving transistor according to a gain of the amplifying circuit during the sensing period to obtain an amplified terminal voltage, and amplifying the first predetermined voltage and the second predetermined voltage according to the gain of the amplifying circuit during a calibration period to obtain an amplified first predetermined voltage and an amplified second predetermined voltage respectively; an analog to digital converter having an input terminal coupled to an output terminal of the amplifying circuit, for converting the amplified terminal voltage into a digital code during the sensing period, and converting the amplified first predetermined voltage into a first digital code and converting the amplified second predetermined voltage into a second digital code during the calibration period; and a gain adjusting circuit coupled to an output terminal of the analog to digital converter and the amplifying circuit, for adjusting the gain of the amplifying circuit according to the first digital code and the second digital code.
2719 | Controlling a laser source to compensate for change in pulse length by adjusting cycle number of an amplifier | In certain embodiments, a system ( 10 ) comprises a laser source ( 20 ), one or more optical elements ( 24 ), a monitoring device ( 28 ), and a control computer ( 30 ). The laser source ( 20 ) emits one or more laser pulses. The optical elements ( 24 ) change a pulse length of the laser pulses, and the monitoring device ( 28 ) measures the pulse length of the laser pulses to detect the change in the pulse length. The control computer ( 30 ) receives the measured pulse length from the monitoring device ( 28 ), determines one or more laser parameters that compensate for the change in the pulse length, and controls the laser source ( 20 ) according to the laser parameters. | 1. A system comprising: a laser source configured to emit one or more laser pulses, the laser source comprising an amplifier; one or more optical elements that change a pulse length of the one or more laser pulses, the one or more optical elements comprising a focusing objective; a monitoring device configured to measure the pulse length of the one or more laser pulses to detect the change in the pulse length, the monitoring device coupled to or disposed within the focusing objective; and a control computer configured to: receive the measured pulse length from the monitoring device; determine one or more laser parameters that compensate for the change in the pulse length, the one or more laser parameters comprising a cycle number of the amplifier; and control the laser source according to the one or more laser parameters by instructing the laser source to adjust the cycle number to compensate for the detected change in the pulse length.
2720 | EUV LPP source with improved dose control by combining pulse modulation and pulse control mode | A method and apparatus for control of a dose of extreme ultraviolet (EUV) radiation generated by a laser produced plasma (LPP) EUV light source that combines pulse control mode and pulse modulation. The EUV energy created by each pulse is measured and total EUV energy created by the fired pulses determined, a desired energy for the next pulse is determined based upon whether the total EUV energy is greater or less than a desired average EUV energy times the number of pulses. If the desired pulse energy for the next droplet is within the range of one or more pulse modulation actuators, the pulse is modulated; otherwise, the pulse is fired to miss the droplet. This provides greater control of the accumulated dose as well as uniformity of the EUV energy over time, greater ability to compensate for pulses that generate EUV energy that is higher or lower than nominal expected values, and ability to provide an average EUV energy per pulse that is less than the nominal minimum EUV energy per pulse of the system. | 1. A method for controlling a dose of extreme ultraviolet (EUV) radiation generated by a laser produced plasma (LPP) EUV light source, the LPP EUV light source creating EUV energy by firing source laser pulses that are modulated in energy by one or more actuators such that each pulse has a range from a minimum pulse energy to a maximum pulse energy, the pulse energy corresponding to a nominal amount of EUV energy to be produced by the pulse, and capable of hitting droplets of target material with a laser pulse, comprising: receiving, by a controller, a selected EUV dose target and a number of laser pulses over which the dose target is to be achieved; determining, by the controller, a desired average EUV energy per pulse to be generated in order to achieve the dose target over the number of laser pulses; causing, by the controller, the light source to fire a pulse to hit a droplet; measuring, by a sensor, the EUV energy created by the laser pulse hitting the droplet; adding, by the controller, the measured EUV energy to a running total of the EUV energy generated by laser pulses that have been fired; determining, by the controller, a difference between the running total of the EUV dose and the desired average EUV energy per pulse times the number of pulses fired and, from the determined difference, a desired pulse energy for a next laser pulse; if the desired pulse energy for the next laser pulse is within the range of pulse energy that may be modulated by the actuators: causing, by the controller, the light source to fire a next laser pulse to hit a subsequent droplet; and causing, by the controller, one or more of the actuators to modulate the pulse energy of the next laser pulse to the desired pulse energy; and if the desired pulse energy for the next laser pulse is not within the range of the actuators: causing, by the controller, the light source to fire a next laser pulse to not hit a droplet.
2721 | Power control techniques for an electronic device | A portable electronic device, such as a fluid infusion device, obtains its operating power from a primary battery and a secondary battery. The primary battery may be a replaceable battery, and the secondary battery may be a rechargeable battery that can be charged with the primary battery under certain conditions. The device utilizes a power management scheme that transitions between the primary battery and/or the secondary battery to prolong the useful life of the primary battery. The device may also generate an intelligent battery life indicator that displays an accurate representation of the remaining life of the primary battery. | 1. A power distribution system for a portable electronic device, the power distribution system comprising: a first voltage rail to provide operating voltage for basic functions of the electronic device; a second voltage rail to provide operating voltage for high power functions of the electronic device; a primary battery coupled in a selectable manner to the first voltage rail and the second voltage rail; a secondary battery coupled in a selectable manner to the first voltage rail and the second voltage rail; a selection architecture coupled to the first voltage rail, the second voltage rail, the primary battery, and the secondary battery; a control module to regulate operation of the selection architecture in accordance with: a first power phase during which the primary battery is coupled to the first voltage rail and to the second voltage rail to provide energy for the basic functions and the high power functions; a second power phase during which the primary battery is coupled to the first voltage rail to provide energy for the basic functions, and during which the secondary battery is coupled to the second voltage rail to provide energy for the high power functions; and a third power phase during which the secondary battery is coupled to the first voltage rail and to the second voltage rail to provide energy for the basic functions and the high power functions; and a voltage converter to convert an output voltage of the primary battery to a main supply voltage for the electronic device, wherein the control module monitors the main supply voltage during operation of the electronic device and arranges the selection architecture in accordance with the first power phase, the second power phase, or the third power phase based on the monitored main supply voltage.
2722 | Digital mobile communication | Digital mobile communications devices and methods for processing, modulation and demodulation, transmission and reception of spread spectrum signals, Orthogonal Frequency Division Multiplexed (OFDM) signals and conversion of spread spectrum signals into OFDM signals. Received spread spectrum signals from 3G cellular systems are converted into OFDM signals and transmitted in a Wi-Fi network. Received OFDM signals, received in a cellular system in a first RF frequency band, are demodulated and in a repeater mode are re-transmitted in a cellular system in a second OFDM radio frequency band. One or more receivers and demodulators for receiving demodulating and processing received signals into location finder information. A video camera in mobile device generates video signal and transmits video signal with location finder information signal. | 1. A method comprising the steps of: processing in a baseband processor of a mobile device a fingerprint signal for authenticating use of said mobile device; processing in said mobile device a touch screen generated signal into a processed touch screen control signal for controlling said mobile device; receiving in said mobile device a modulated signal; demodulating said modulated signal into a demodulated signal; processing said demodulated signal into a processed baseband location finder signal; generating in said mobile device a photo camera generated photo; processing said photo camera generated photo with said processed baseband location finder signal into a processed photo with said processed baseband location finder signal; providing said processed photo with said processed baseband location finder signal to a modulator and a transmitter for modulation and transmission of said processed photo with said processed baseband location finder signal; receiving a first modulated Orthogonal Frequency Division Multiplexed (OFDM) signal; demodulating said first modulated OFDM signal into a first demodulated OFDM signal; processing said first demodulated OFDM signal into a first processed baseband OFDM signal; modulating in said mobile device said first processed baseband OFDM signal into a second modulated OFDM signal; transmitting said second modulated OFDM signal; generating in said mobile device a video signal; processing said video signal into a processed video signal; modulating in a modulator said processed video signal into a video modulated signal; and transmitting said video modulated signal.
2723 | Monitoring device with selectable wireless communication | One or more sensors are coupled to a monitoring device which has a unique user ID. The one or more sensors acquire user information selected from of at least one of, a user's activities, behaviors and habit information. ID circuitry including ID storage, a communication system that reads and transmits the unique ID from an ID storage, a power source and a pathway system to route signals through the circuitry is at the monitoring device. A multi-protocol wireless controller coupled to one or more wireless interfaces is at the monitoring device and characterizes available networks to determine current network information. A wireless connectivity assistant is at the monitoring device and selects one of the available networks based on the current network information and at least one of user preferences, application requirements and system information. A telemetry system is in communication with the monitoring device. | 1. A user monitoring device system, comprising: a user monitoring device that includes a microphone and one or more sensors to determine air quality, sound level/quality, light quality or ambient temperature near the user, a motion detection device included in the user monitoring device configured to detect a user'ss movement information, the motion detection device and the monitoring system configured to assist to determine user sleep monitoring, sleep information and sleep behavior information, the microphone configured to record user movement sounds detected by the motion detection device, the motion detection device configured to cause the microphone to stop recording user movement sounds when the movement sounds are not directed to sleep monitoring, sleep information and sleep behavior information; and a telemetry system in communication with the motion detection device and the monitoring device, the telemetry system configured to assist to determine user sleep monitoring, sleep information and sleep behavior information; that can be stored in the database.
2724 | Method and devices for outputting an audio file | Methods and devices for flexible and adaptable outputting of audio files in text or audio format based on certain parameters are described. Before delivering an acquired audio file to a user, the methods and devices described herein detect a current value of a pre-specified parameter, such as an environmental noise parameter, a mute setting parameter, a ring tone setting parameter, an audio/video playback parameter, or a setting parameter of an application acquiring the audio file, and compare the current value of the pre-specified parameter with a preset condition for the same parameter. The methods and devices described herein with output the audio file or a text file created from the audio file depending on the result of the comparison. | 1. A method for outputting an audio file, comprising: acquiring, by a user terminal, an audio file; detecting a current value of a pre-specified parameter, wherein the pre-specified parameter comprises at least one of a ring tone setting parameter and an environmental noise parameter; and comparing the current value of the pre-specified parameter with a preset condition, and outputting an object file corresponding to the current value of the pre-specified parameter based on a comparison result, the object file including the audio file or a text file converted from the audio file; wherein the method further comprises: detecting a ring volume value of the ring tone setting parameter; if the ring volume value is greater than a second threshold value, detecting, by the user terminal, a noise value of the environmental noise parameter; if the detected noise value is smaller than or equal to a first threshold, outputting the audio file; and if the detected noise value is greater than the first threshold value, outputting the text file; and if the ring volume value is smaller than or equal to the second threshold value, outputting the text file.
2725 | Throughput-based active mode trigger | A method and apparatus for reducing gaps in data transmission between a device and at least one wireless access point connecting the first device to a central monitoring system. The device includes a radio that enables bidirectional data communication between the device and the at least one wireless access point, the radio being able to operate in a power save mode and an active transmission mode. A control processor selectively monitors a type and amount of data being transmitted between the radio and the at least one wireless access point to predict an occurrence of a gap in data transmission between the device and the at least one access point. The control processor, in response to predicting a gap in data transmission, automatically switches an operational mode of the radio from the power save mode to the active transmission mode for a predetermined amount of time enabling full bidirectional communication between the device and the at least one wireless access point for the predetermined amount of time preventing the gap in data transmission. | 1. An apparatus for reducing gaps in data transmission between a patient monitoring device and at least one wireless access point, the apparatus comprising: a radio that enables bidirectional data communication between the patient monitoring device and the at least one wireless access point, the radio being able to operate in a power save mode and an active transmission mode; and a control processor that selectively monitors an amount of throughput data being transmitted between the radio and the at least one wireless access point to predict an occurrence of a gap in data transmission between the patient monitoring device and the at least one access point, the control processor, in response to predicting a gap in data transmission, automatically switches an operational mode of the radio from the power save mode to the active transmission mode for a predetermined amount of time enabling communication between the patient monitoring device and the at least one wireless access point for the predetermined amount of time thereby avoiding any gaps in data transmission between the device and the at least one wireless access point that would otherwise have occurred if the radio remained in the power save mode, wherein the patient monitoring device is coupled to a patient, enables patient ambulation around a healthcare facility, and selectively monitors at least one patient parameter.
2726 | Low-power data acquisition system and sensor interface | A sensor interface includes on-chip relaxation oscillator circuit and a PLL that operate cooperatively to generate a highly accurate clock signal on-chip using low-power components. A photodiode generates a current signal based on an optical signal that is representative of a sensor signal. An ADC that operates based on the highly accurate clock signal generates a digital signal based on the current signal generated by the photodiode, and a processor processed the digital signal to estimate sensor data within the sensor signal. Examples of characteristics that may be sensed can include environmental characteristics (e.g., temperature, humidity, barometric pressure, etc.) and/or biomedical characteristics (e.g., body temperature, heart rate, respiratory rate, blood pressure, etc.). If desired, an amplifier processes the photodiode-provided current signal before it is provided to the ADC. Also, one or more CDACs that generate feedback currents may be used to reduce noise sensitivity of the sensor interface. | 1. A sensor interface comprising: an on-chip relaxation oscillator circuit configured to generate a first clock signal; a digital phase locked loop (PLL) configured to generate a second clock signal based on the first clock signal, wherein the second clock signal is synchronized to the first clock signal; a photodiode configured to generate a first current signal based on an optical signal, wherein the optical signal is representative of a sensor signal; an amplifier configured to generate a second current signal based on the first current signal and a feedback current signal; an analog to digital converter (ADC) configured to operate based on the second clock signal and to generate a digital signal based on the second current signal; a current digital to analog converter (CDAC) configured to operate based on the second clock signal and to generate an updated feedback current signal based on the digital signal, wherein the updated feedback current signal reduces noise sensitivity of the amplifier; and a processor configured to process the digital signal to estimate sensor data within the sensor signal.
2727 | Minimally invasive networked surgical system and method | A system for performing non-invasive networked medical procedures including a number of in vivo medical devices, a communication path between at least two of the devices, an ex vivo control unit to control the behavior of the devices, and a wireless communication path between the control unit and at least one of the devices. An associated method for performing non-invasive networked medical procedures is also provided. Further included is a simulation method that utilizes accurate electromagnetic field simulations, using a software based test bench, to determine the maximum allowable transmitted power levels from in vivo devices to achieve a required bit error rates (BER) at an in vivo or ex vivo node (receiver) while maintaining the specific absorption rate (SAR) under a required threshold. | 1. A system for performing networked medical procedures on a subject, comprising: a plurality of in vivo medical devices, said plurality of in vivo medical devices including an in vivo transmitter that is positioned to maximize bit-error-rate; a network providing a communication path between a first in vivo medical device and a second in vivo medical device each selected from the plurality of in vivo medical devices, said network comprising a Layer 3 data network, said network permitting said first in vivo medical device to receive a first control signal and to transmit a second control signal from said first in vivo medical device to said second in vivo medical device over said communication path, said communication path including a signal having a specific absorption rate less than or equal to 0.08 W/kg; and an ex vivo control unit to control the behavior of the plurality of in vivo medical devices, said behavior including physical movement and positioning of said plurality of in vivo medical devices, said positioning of said in vivo transmitter being furthest from organs and tissues within said subject; said network providing a wireless communication path between the control unit and said first in vivo medical device and also between the control unit and said second in vivo medical device, wherein each of the plurality of in vivo medical devices is separately wirelessly addressable and controllable.
2728 | Hand-held medical-data capture-device having detection of body core temperature by a microprocessor from a signal from a digital infrared sensor on a separate circuit board with no A/D converter and having interoperation with electronic medical record systems via an authenticated communication channel | In one implementation, an apparatus estimates body core temperature from an infrared measurement of an external source point using a cubic relationship between the body core temperature and the measurement of an external source point is described, estimates temperature from a digital infrared sensor and determines vital signs from a solid-state image transducer, or determines vital signs from a solid-state image transducer and estimates body core temperature from an infrared measurement of an external source point using a cubic relationship between the body core temperature and the measurement of an external source point; after which the estimated and/or determined information is transmitted to an external database. | 1. A device comprising: a first circuit board including: a microprocessor; a wireless communication subsystem that is operably coupled to the microprocessor and that is operable to transmit a representation of a temperature; a battery operably coupled to the microprocessor; a display device operably coupled to the microprocessor; a single button operably coupled to the microprocessor; and a first digital interface operably coupled to the microprocessor; a second circuit board including: a second digital interface, the second digital interface being operably coupled to the first digital interface; and a digital infrared sensor operably coupled to the second digital interface, the digital infrared sensor having ports that provide only digital readout signals, the digital infrared sensor comprising a low noise amplifier, an analog-to-digital converter, a digital signal processor, and a pulse width modulator (PWM) in a single industry standard package; wherein the digital infrared sensor is configured with no need for recalibration after an initial factory calibration with an emissivity range from 0.1 to 1.0; wherein the microprocessor is operable to receive from the ports of the digital infrared sensor the digital readout signals that are representative of an infrared signal, the infrared signal acquired from a forehead of a user and generated by the digital infrared sensor, and the microprocessor is further operable to determine the temperature from the received digital readout signals by using the PWM, and wherein no analog-to-digital converter is operably coupled between the digital infrared sensor and the microprocessor, wherein a connection is established by the wireless communication subsystem to an external apparatus and data is pushed from the device through the wireless communication subsystem, thereafter the external apparatus controls flow of the data between the device and the external apparatus, wherein the connection further comprises an authenticated communication channel.
2729 | Photoacoustic measurement device and laser light source | A flash lamp 32 excites a laser rod 31. A Q switch 35 which changes the loss of the optical resonator according to the voltage applied is inserted on the optical path of a pair of mirrors 33 and 34 forming the optical resonator. An optical path shutter 39 is provided on the optical path of laser emission light. In a first operation mode in which laser emission is performed, the optical path shutter 39 is opened and the voltage applied to the Q switch 35 is changed from a high voltage to, for example, 0 V to emit pulsed laser light after the flash lamp 32 excites the laser rod 31. In a second operation mode in which the laser emission is interrupted and waited for, the optical path shutter 39 is closed and the voltage applied to the Q switch 35 is, for example, 0 V. | 1. A photoacoustic measurement device comprising: a laser medium; an excitation unit that excites the laser medium; an optical resonator including a pair of mirrors that face each other with the laser medium interposed therebetween; a Q switch that is provided on an optical path of the optical resonator and changes optical loss of the optical resonator, according to a voltage applied, such that the optical loss of the optical resonator when a first voltage is applied to the Q switch is more than the optical loss of the optical resonator when a second voltage lower than the first voltage is applied to the Q switch; a laser light source that is provided on an optical path of laser emission light and has an optical path shutter which switches the transmission and blocking of the laser emission light; an acoustic wave detection unit that, after light is emitted from the laser light source to a subject, detects a photoacoustic wave generated by the emission of the light; a photoacoustic signal processing unit that performs signal processing for the photoacoustic wave; and a control unit that performs control such that, in a first operation mode in which laser emission is performed, the optical path shutter transmits the light from the laser light source and the voltage applied to the Q switch is changed from the first voltage to the second voltage to emit pulsed laser light after the excitation unit excites the laser medium; and such that, in a second operation mode in which the laser emission is interrupted and waited for, the optical path shutter blocks the light from the laser light source and the second voltage is applied to the Q switch, wherein the laser light source has an interrupter closing detector that detects the closing of the optical path shutter, and when the interrupter closing detector detects that the optical path shutter is closed, the control unit controls the voltage applied to the Q switch to be the second voltage.
2730 | Method and system for powering an electronic device | Methods and apparatus for providing a power supply to a device, including an inductive rechargeable power supply for a data monitoring and management system in which a high frequency magnetic field is generated to provide power supply to a rechargeable power source such as a battery of a transmitter unit in the data monitoring and management system are provided. | 1. A system, comprising: a transcutaneous analyte sensor in contact with bodily fluid under skin of a patient, the analyte sensor configured to generate data signals corresponding to monitored analyte levels; a receiving device; and sensor electronics coupled to the analyte sensor to receive the data signals, the sensor electronics configured to be inductively powered by an electromagnetic field and to transmit signals to the receiving device; wherein the receiving device includes an electromagnetic field generator to generate the electromagnetic field to inductively power the sensor electronics, the electromagnetic field generator including: an RF detection unit to receive the transmitted signals from the sensor electronics; and a threshold detection unit coupled to the RF detection unit to determine whether to generate the electromagnetic field based on at least one characteristic of the received signals from the sensor electronics.
2731 | Exercise feedback provision apparatus and method | An exercise feedback provision apparatus includes an acquirer configured to acquire exercise intensity information including either one or both of user biometric information and user movement information, and a controller configured to verify whether the exercise intensity information is in a predetermined range, and generate a control signal based on a result of the verifying. The apparatus further includes a feedback provider configured to output a tactile feedback based on a pattern corresponding to the control signal. | 1. An exercise feedback provision apparatus, comprising: an acquirer configured to acquire exercise intensity information comprising either one or both of user biometric information and user movement information; a controller configured to: verify which of the exercise intensity information being greater than, less than, or within a predetermined range is true based on an analysis of the exercise intensity information, and generate a control signal based on a result of the verifying; and a feedback provider configured to output a tactile feedback based on a pattern corresponding to the control signal, wherein the output of the pattern is selectively controlled to differ according to a result of the verifying, and wherein the controller is further configured to: control a speed of the output to be lower than a reference speed in response to the exercise intensity information being greater than a predetermined range; and control a speed of the output to be higher than the reference speed in response to the exercise intensity information being less than the predetermined range.
2732 | Method of two-step parylene patterning and etching to release a parylene sandwiched device | An example method involves: forming a first bio-compatible layer that defines a first side of a bio-compatible device; forming a conductive pattern over a portion of the first bio-compatible layer; mounting an electronic component to the electrical contacts; forming a second bio-compatible layer over the first bio-compatible layer, the electronic component, the conductive pattern, wherein the second bio-compatible layer defines a second side of the bio-compatible device; forming a first etch mask to partially cover the second bio-compatible layer, thereby exposing a first portion of the second bio-compatible layer; removing the first portion of the second bio-compatible layer; forming a second etch mask to partially cover the second bio-compatible layer, thereby exposing a second portion of the second bio-compatible layer; and removing the second portion of the second bio-compatible layer. | 1. A method of making a bio-compatible device, the method comprising: forming a first bio-compatible layer, wherein the first bio-compatible layer defines a first side of the bio-compatible device; forming a first conductive layer over a portion of the first bio-compatible layer; forming a second conductive layer over a portion of the first conductive layer; mounting an electronic component to a portion of the first conductive layer not covered by the second conductive layer; forming a second bio-compatible layer over the first bio-compatible layer, the electronic component, the first conductive layer and the second conductive layer, wherein the second bio-compatible layer defines a second side of the bio-compatible device; forming a first etch mask to partially cover the second bio-compatible layer, thereby exposing a first portion of the second bio-compatible layer; removing the first portion of the second bio-compatible layer; forming a second etch mask to partially cover the second bio-compatible layer, thereby exposing a second portion of the second bio-compatible layer, wherein the second portion of the second bio-compatible layer covers, at least partially, the second conductive layer; and removing the second portion of the second bio-compatible layer, thereby exposing a portion of the second conductive layer.
2733 | Microwave field-detecting needle assemblies, methods of manufacturing same, methods of adjusting an ablation field radiating into tissue using same, and systems including same | A microwave field-detecting needle assembly includes a needle assembly. The needle assembly includes a distal portion, a proximal portion, and a junction member disposed between the distal portion and the proximal portion. The junction member includes a recess defined therein. The needle assembly also includes a rectifier element disposed in the recess. The rectifier element includes a first terminal electrically coupled to the distal portion and a second terminal electrically coupled to the proximal portion. | 1. A microwave field-detecting needle assembly, comprising: a distal portion including a first outer-conductor structure, the distal portion configured to be inserted into tissue; a proximal portion including a second outer-conductor structure; a junction structure configured to separate the first and second outer-conductor structures, wherein the junction structure is oriented on the needle assembly in a diagonal fashion relative to a longitudinal plane defined by the microwave field-detecting needle assembly; and a rectifier element including a first terminal electrically coupled to the distal portion and a second terminal electrically coupled to the proximal portion.
2734 | Apparatus and method for visual stimulation indication | Methods and devices for verifying that proper visual stimulation is applied to the visual prostheses are described. In one of the methods, a visual stimulation system implanted on a subject is simulated externally. An external testing device is also discussed. | 1. An external testing device for simulation of a implantable visual prosthesis stimulation system implanted on a subject, comprising: A non-implantable wireless receiver for wirelessly receiving visual information signals generated from a video processing unit, the non-implantable wireless receiver simulating and mimicking electrical functionalities of the implantable visual prosthesis stimulation system; and a non-implantable display unit, viewable by a clinician, connected to an output of the non-implantable wireless receiver, the non-implantable display unit visually monitoring the visual information signals wirelessly received through the non-implantable wireless receiver and displaying the visual information signals using image elements, in an array pattern simulating and mimicking an array of electrodes of the implantable visual prosthesis stimulation system, each image element corresponding to a specific electrode of the array of electrodes of the implantable visual prosthesis stimulation system, to test the function of the video processing unit.
2735 | Self-tuning external device for wirelessly recharging implantable medical devices | External device circuitry self-tunes so that current is being driven through a coil at a resonant frequency of the tank circuit including the coil. The self-tuning nature of the driver circuitry enables adaptation within a cycle to changes in the resonant frequency such as those due to changing loads on the coil from environmental factors. The self-tuning circuitry monitors the direction of current flow in the tank circuit so that during a non-driven phase of a two-phase cycle, the circuitry detects the current naturally changing directions and then activates the driver circuitry to drive current into the tank circuit in phase with the natural direction of current flow. Unity power factor is approximated while driving the coil despite changes in resonance. Power being driven into the tank circuit may then be measured at the approximation of unity power factor to control the amount of power being applied. | 1. A method of providing recharge energy from an external device to an implantable medical device where the external device emits the recharge energy from a coil of a tank circuit, comprising: determining when current is changing direction within the tank circuit of the external device due to a resonance of the tank circuit; and driving current through the tank circuit in a first direction without changing the resonance of the tank circuit and based on the determination of when the current in the tank circuit is changing to the first direction due to the resonance of the tank circuit.
2736 | Multi-element coupler for generation of electromagnetic energy | Implantable devices and/or sensors can be wirelessly powered by controlling and propagating electromagnetic waves in a patient's tissue. Such implantable devices/sensors can be implanted at target locations in a patient, to stimulate areas such as the heart, brain, spinal cord, or muscle tissue, and/or to sense biological, physiological, chemical attributes of the blood, tissue, and other patient parameters. The propagating electromagnetic waves can be generated with sub-wavelength structures configured to manipulate evanescent fields outside of tissue to generate the propagating waves inside the tissue. Methods of use are also described. | 1. A method for wirelessly providing a power signal from a mid-field coupler device to an implanted device, the method comprising: providing an excitation signal to at least one sub-wavelength structure in a mid-field coupler device and, in response, transmitting a wireless power signal using the at least one sub-wavelength structure to manipulate evanescent fields outside of a patient'ss body and thereby generate electromagnetic waves propagating inside the patient'ss body, wherein the wireless power signal is in the range of 300 MHz to 3 GHz; receiving at least a portion of the wireless power signal transmitted by the mid-field coupler device at an implanted device; and in response to receiving the portion of the wireless power signal, at least one of: applying an electrostimulation therapy to the patient using the implanted device and a portion of the received wireless power signal, and sensing a patient parameter using a sensor coupled to the implanted device and powered by the received wireless power signal.
2737 | Systems, methods, and devices for assessment of an operator of an electrically motorized vehicle | A system, method, and device for operations of an electrically motorized vehicle. The electrically motorized vehicle can utilize an electrically motorized wheel to convert a non-motorized wheeled vehicle to an electrically motorized wheeled vehicle. A user of the device for the electrically motorized wheel can be profiled by receiving data from a sensor system of the device and creating a profile of the user operating the vehicle from the data. | 1. A system, comprising: a server adapted to operate in data communication with a plurality of motorized human-powered vehicles; and a data analysis module in communication with the server, wherein the data analysis module is operable to: receive and analyze a data set related to one or more of the motorized human-powered vehicles, wherein the data set includes at least one of sensor data related to user inputs to the one or more motorized human-powered vehicles and sensor data related to motion of the one or more motorized human-powered vehicles; analyze the data set to determine parameters related to movement of the one or more motorized human-powered vehicles through a road network; and generate a recommendation to a user of one of the plurality of motorized human-powered vehicles based on the analyzed data set.
2738 | Method for controlled operation of a biotechnological apparatus and bioreactor system | A method for controlling electrical power consumption for a first group of functional which can be used for operational management during operation of the bioreactor components during operation comprises, inter alia, adjusting a present power control signal for one or more of the functional components from the first group in order to optimize power consumption, when a comparison shows for the first group of functional components that the currently required total electrical power consumption is greater than a predefined total electrical power consumption, such that, for the first group of functional components, an adjusted total electrical power consumption is not greater than the predefined total electrical power consumption. A biotechnological apparatus comprises a bioreactor, a reactor vessel formed in the bioreactor and having a cultivation chamber, and a temperature control device provided with a heat pump and configured to control the temperature of the cultivation chamber. | 1. A method for controlled operation of a biotechnological apparatus comprising at least one bioreactor, functional components each assigned to the at least one bioreactor and which can be used for operational management during operation of the at least one bioreactor, and a control unit coupled to a first group of the functional components in order to give control signals during operation to at least the first group of the functional components, wherein the method for controlling electrical power consumption for the first group of the functional components during operation comprises: providing electronic information about a predefined total electrical power consumption for the first group of the functional components in the control unit, generating a respective present power control signal for the functional components of the first group of the functional components in the control unit, determining, in the control unit, a currently required total electrical power consumption for a present operating situation, the determination based at least in part on the respective present power control signal for the first group of the functional components, adjusting the respective present power control signal for one or more of the functional components from the first group of the functional components in order to optimize power consumption, in response to determining that a comparison shows for the first group of the functional components that the currently required total electrical power consumption is greater than the predefined total electrical power consumption, such that, for the first group of the functional components, an adjusted total electrical power consumption is not greater than the predefined total electrical power consumption taking into consideration the one or more adjusted power control signals and selectively remaining, unadjusted present power control signals, and outputting the one or more adjusted power control signals and the selectively remaining unadjusted present power control signals via the control unit to the functional components of the first group of the functional components.
2739 | Elastomer encased motion sensor package | A motion sensor package with an elastomer layer that encases the sensor electronics, including the sensors, a processor, an antenna, and a battery. The elastomer layer may provide shock isolation and water resistance to protect the enclosed electronics. Embodiments may also include an outer housing into which the elastomer encased package is installed. The outer housing may for example comprise two cylindrical sections that screw together to close the outer housing. In one or more embodiments part of the outer housing may be integrated into an item of sports equipment. Embodiments for golf may also include a golf club grip adapter that is inserted into the top of a grip, and which attaches to the outer housing containing the elastomer enclosed sensor package. | 1. An elastomer encased motion sensor package comprising: an enclosure, wherein said enclosure is shatter proof, and is at least partially exposed and at least partially protrudes from an outside portion of an outer surface of an item of sports equipment and comprises electronic components comprising one or more motion sensors, wherein each of said one or more motion sensors are configured to measure one or more of a position, an orientation, a linear velocity, an angular velocity, a linear acceleration, and an angular acceleration; a processor coupled to said one or more motion sensors; a wireless antenna coupled to said processor; and, a battery coupled to said processor; a layer of elastomer surrounding said enclosure and encasing said electronic components, wherein said layer of elastomer is configured to provide shock isolation for said electronic components; provide a water resistant barrier around said electronic components; flex instead of break; and, prevent shattered components of said enclosure from exiting said enclosure under impact; and, an outer housing that at least partially surrounds said layer of elastomer and said enclosure with said electronic components, wherein said outer housing is an elastomer; wherein said outer housing comprises a receiver portion having a cavity into which said layer of elastomer and said electronic components are placed; and, a lid portion configured to be detachably coupled to said receiver portion, thereby closing said outer housing; wherein said outer housing surrounds an outer surface of said elastomer layer when said outer housing is closed; and, wherein said outer housing provides additional shock isolation and water resistance; and, wherein said elastomer encased motion sensor package comprising said enclosure with said electronic components, said layer of elastomer encasing said electronic components and said outer housing that at least partially surrounds said layer of elastomer and said electronic components is configured to be attached on an outside portion of said item of sports equipment.
2740 | Dosimetry system, methods, and components | Dosimeters with wireless communications capability, upon actuation, communicate with a cell phone or other data capture and relay device (DCRD) with an application that allows communication with the dosimeters. The cell phone or other DCRD is a single device or part of an ad hoc network. The cell phone or other DCRD, once it receives raw data from a dosimeter, relays the data to a central station using mobile telephone or Wi-Fi or other communications networks. The data is processed at the central station, and available over the internet or cell phone. | 1. A dosimeter, comprising: a radiation detector; a control circuit connected to the radiation detector; a normally dormant communications circuit connected to the control circuit; a power supply connected to the control circuit; a wakeup actuator connected to the control circuit for actuating the communications circuit at selected times only when it is desired to transmit dosimeter data from the dosimeter; wherein the communications circuit has wireless communications capability for transmitting the dosimeter data, the wireless communications capability being normally dormant; wherein the control circuit comprises a memory or a register to store the dosimeter data that have been transmitted from the dosimeter; the communications circuit connected to the control circuit for transmitting the dosimeter data from the radiation detector in the form of a packet of data, said packet of data including dosimeter serial number and radiation data comprising an output of the radiation detector as well as a transmission sequence number from which a central station receiving the dosimeter data transmitted from the communications circuit can determine that the packet of data has not been received by the central station.
2741 | Lifetime extending and performance improvements of optical fibers via loading | An optical fiber includes a core and a cladding. The optical fiber includes a core material and a cladding material, respectively, wherein the fiber is a non-linear microstructured optical fiber, the microstructured optical fiber being obtainable by a method including loading with hydrogen and/or deuterium and optionally annealing and/or irradiation whereby the lifetime of the fiber may be extended in high power applications. | 1. A microstructured optical fiber, comprising: a core comprising a core material comprising hydrogen and/or deuterium bound to said core material; and a cladding comprising a cladding material; where at least a part of the core being of silica or doped silica and said core having a Germanium content of less than 0.001 at %; said microstructured optical fiber being a nonlinear fiber in that said microstructured fiber can guide light for at least a range of wavelengths λmin to λmax and for a mode field diameter (MFD) of the fundamental mode over at least a part of said range the fraction (MFD)/λ is less than or equal to 5; and said optical fiber being obtained by a method comprising loading said core material with hydrogen or deuterium under loading conditions suitable to allow the hydrogen or the deuterium to become bound to said core material, where the loading temperature T is equal to or more than 120° C. and wherein said fiber has been subjected to an anneal under conditions corresponding to a temperature Tanneal of more than 80° C.
2742 | Energy expenditure | Aspects relate to calculating energy expenditure values from an apparatus configured to be worn on an appendage of a user. Steps counts may be quantified, such as by detecting arm swings peaks and bounce peaks in motion data. A search range of acceleration frequencies related to an expected activity may be established. Frequencies of acceleration data within a search range may be analyzed to identify one or more peaks, such as a bounce peak and an arm swing peak. Novel systems and methods may determine whether to utilize the arm swing data, bounce data, and/or other data or portions of data to quantify steps. The number of peaks (and types of peaks) may be used to choose a step frequency and step magnitude. At least a portion of the motion data may be classified into an activity category based upon the quantification of steps. | 1. A unitary apparatus comprising: a unitary housing configured to be worn on an appendage of a user, comprising: a processor; a sensor configured to capture motion data of the user; a non-transitory computer-readable medium comprising computer-executable instructions that when executed by the processor perform at least: capturing motion data of the user with the sensor while being worn on an appendage of the user; adding the motion data into one or more buffers; detecting arm swings peaks and bounce peaks in the motion data; determining whether to utilize the arm swing peaks or the bounce peaks in the motion data to quantify steps; and calculating a step frequency of the user during a time period based on at least one of the utilized arm swing peaks or bounce peaks in the data; classifying the motion data as running or walking based upon the calculated step frequency during the time period, and calculating a speed of the user, wherein if the motion data is classified as walking, the speed is calculated as a linear combination of the step frequency and a height of the user, and wherein if the motion data is classified as running, the speed is calculated as a linear combination of a height of the user and a standard deviation of data in the one or more buffers.
2743 | Wearable electronic device and method for securing same | The disclosure is directed to a wearable device that is configured to secure itself based on signals received from a pulse sensor. According to one implementation, the pulse sensor includes a light source (e.g., a light-emitting diode) and a photo sensor. The light source, under the control of a processor, shines light having a particular wavelength (e.g., green or infrared). The photo sensor generates signals based on light that it senses. For example, when the light from the light source reflects off a person's skin, then the photo sensor will generate signals based on the reflected light that the photo sensor detects. In this manner, the wearable device can accurately determine whether it is being worn by a user (e.g., by taking a photoplethysmogram) and, when necessary, secure the wearable electronic device. | 1. A method comprising: responsive to determining a first motion of a wearable electronic device that is associated with a user, determining whether a pulse of the user is present, wherein determining whether the pulse of the user is present comprises analyzing a photoplethysmogram; responsive to determining that the pulse of the user is not present, securing the wearable electronic device, wherein securing the wearable electronic device comprises locking a user interface of the wearable electronic device and transmitting a signal to a paired companion device indicating that the wearable electronic device is not being worn; and responsive to determining a second motion of the wearable electronic device and determining that the pulse of the user is present: obtaining a baseline reflection profile of reflected light from the user'ss skin; setting, based on the baseline reflection profile, an upper threshold value and a lower threshold value that are associated with a wavelength or a frequency of detected light; responsive to determining that the wavelength or the frequency of detected light that is reflected from the user'ss skin fails to be between the upper threshold value and the lower threshold value, determining that the user'ss skin is not proximal to the wearable electronic device; and responsive to determining that the user'ss skin is not proximal to the wearable electronic device, repeating the determining of whether the pulse of the user is present.
2744 | Systems and methods of active noise reduction in headphones | Active noise reduction (ANR) headphones and associated methods are provided. The ANR headphones may include a memory to store a plurality of profiles each including controller information and acoustic parameters in addition to a profile selection routine executable by a processor of the ANR headphone. The profile selection routine may be configured to identify acoustic characteristics of a subject wearing the ANR headphone, compare the acoustic characteristics of the subject with the acoustic parameters of the plurality of profiles, select a profile from the plurality of profiles based on the comparison between the acoustic characteristics of the subject with the acoustic parameters of the selected profile, and provide the controller information of the selected profile to a noise reduction circuit of the ANR headphone. | 1. An active noise reduction (ANR) headphone comprising: a speaker to receive a driver signal and generate sound based on the driver signal; a feedback microphone to detect sound proximate the speaker and generate a feedback audio signal; a feed-forward microphone to detect ambient sound and generate a feed-forward audio signal; a memory to store a plurality of profiles, each profile including controller information, acoustic parameters, and at least one expected energy ratio between the feedback audio signal and the feed-forward audio signal and/or between the feedback audio signal and the driver signal; a noise reduction circuit coupled to the speaker and the feedback microphone; a processor coupled to the noise reduction circuit and the memory; and a profile selection routine executable by the processor and configured to: determine at least one actual energy ratio between the feedback audio signal and the feed-forward audio signal and/or between the feedback audio signal and the driver signal to identify acoustic characteristics of a subject wearing the ANR headphone; compare a difference between the at least one expected energy ratio and the at least one of the actual energy ratio with a threshold to compare the acoustic characteristics of the subject with the acoustic parameters of the plurality of profiles; select a profile from the plurality of profiles based on the comparison between the acoustic characteristics of the subject with the acoustic parameters of the selected profile; and provide the controller information of the selected profile to the noise reduction circuit.
2745 | Sheet light source using laser diode | A sheet light source is described that has a width in a front-to-back "x" direction, a length in a left-to-right "y" direction, and a height in a bottom-to-top "z" direction. The sheet light source includes a bottom conductive surface, a laser diode, a transparent conductive sheet, and an adhesive material portion. The laser diode is mounted on the conductive surface in the "z" direction. The transparent conductive sheet is laminated onto the laser diode and the conductive surface in the "z" direction. The adhesive material portion is located between the conductive sheet and the conductive surface, and binds the transparent conductive sheet to the laser diode and the conductive surface. The adhesive material portion further enables photons, emitted substantially in the "x" direction from the laser diode, to propagate therein to an edge and be output. | 1. A sheet light source having a width in a front-to-back &quot;x&quot; direction, a length in a left-to-right &quot;y&quot; direction, and a height in a bottom-to-top &quot;z&quot; direction, comprising: a bottom metal substrate; at least one laser diode mounted on the metal substrate in the &quot;z&quot; direction; a transparent conductive sheet, with carbon nanontubes coated thereon, laminated onto the at least one laser diode and the bottom metal substrate in the &quot;z&quot; direction; and a hot melt adhesive material, disposed substantially in all areas between the transparent conductive sheet and the bottom metal substrate not otherwise occupied by the at least one laser diode, that binds the transparent conductive sheet to the at least one laser diode and the bottom metal substrate, and that enables photons, emitted substantially in the &quot;x&quot; direction from the at least one laser diode, to propagate therein to an edge and be output.
2746 | Contactless rotary joint | A contactless rotary joint has a stationary and a rotating part. Furthermore at least one of the parts has a rotary joint body made of a plastic material and holding a capacitive data link and a rotating transformer. The rotating transformer has a magnetic core for transmission of electrical power. To prevent interference of the capacitive data link by electrical and/or magnetic fields from the rotating transformer a shield is provided. | 1. A contactless rotary joint having stationary and rotating parts, at least one of the stationary and rotating parts including: a rotary joint body of a plastic material, a capacitive data link juxtaposed with the rotary joint body and haying a data transmission line configured to transmit data, a rotating transformer with a magnetic core configured to transmit electrical power, the magnetic core having at least one winding, and at least one slipring track that is configured to electrically ground a rotating part of the contactiess rotary joint, wherein the rotary joint body has a disc shape, and the magnetic core is held at one side of the rotary joint body, while a conducting backplane is mounted to an opposing side of the rotary joint body.
2747 | RF telemetry receiver circuit for active medical implants | An RF telemetry receiver circuit for active implantable medical devices. The baseband binary signal (Db) is doubly modulated by a low frequency carrier (Fm) and by a high frequency carrier (Fc). The receiver circuit is a semi-passive non heterodyne circuit, devoid of a local oscillator and mixer. It comprises an antenna ( 104 ), a passive bandpass filter ( 108 ) centered on the high-frequency carrier (Fc), a passive envelope detector ( 120 - 126 ) and a digital demodulator ( 116 ). The envelope detector comprises a first diode circuit ( 120 ) of non-coherent detection, an active bandpass filter ( 122 ) centered on a frequency (2.Fm) twice the low frequency carrier and having a bandwidth (2.Db) twice the baseband bandwidth, and a second diode circuit ( 124 ) of non-coherent detection, outputting a baseband signal applied to the digital demodulation stage ( 116 ). | 1. An RF telemetry reception circuit for an implantable medical device, comprising: an antenna for receiving a baseband binary signal from an external device, wherein the baseband binary signal is double-modulated by a first frequency carrier and a second frequency carrier; a passive bandpass filter configured to filter the double-modulated signal received by the antenna to attenuate signals outside of a selected band; a first envelope detection circuit that receives the filtered signal; an active bandpass filter centered on a frequency twice the first frequency carrier and having a bandwidth twice a bandwidth of the baseband binary signal, wherein the first envelope detection circuit provides a resultant signal to the active bandpass filter corresponding to a frequency band of the active bandpass filter; a second envelope detection circuit of that outputs a rectified version of the output from the active bandpass filter; and a digital demodulation circuit configured to produce an output signal that corresponds with the baseband binary signal and is based on the rectified signal.
2748 | Intelligent medical network edge router | A medical network service can replace or supplement some or all of an expensive internally staffed clinical facility network with a cloud-based networking service. The medical network service in certain embodiments can provide networking services via software as a service technologies, platform as a service technologies, and/or infrastructure as a service technologies. The medical network service can provide these services to large existing clinical facilities such as metropolitan hospitals as well as to smaller clinical facilities such as specialized surgical centers. The medical network service can replace and/or supplement existing IT networks in hospitals and other clinical facilities and can therefore reduce costs and increase security and reliability of those networks. In addition, the medical network service can provide synergistic benefits that can improve patient outcomes and patient care. In addition, a medical edge router can provide redundant communications features for transmitting patient data to the medical network service. | 1. A system for providing patient monitoring data over a network, the system comprising: a medical edge router having one or more hardware processors, the medical edge router comprising: a plurality of inputs in communication with a plurality of point of care devices; a plurality of wired outputs in communication with a plurality of wired routers or switches associated with first and second Internet service providers (ISPs); a traffic inspector configured to: receive input packets from the plurality of point of care devices, the input packets comprising information related to patient monitoring data, the information related to patient monitoring data comprising physiological parameter values, trend data representing trends in the physiological parameter values, and patient monitoring alarms representing the physiological parameter values reaching alarm limits, and analyze the input packets to identify the patient monitoring alarms in the input packets; and a routing module comprising routing tables populated with routing information generated according to a Border Gateway Protocol, the routing module configured to: update the routing tables over time using the Border Gateway Protocol; receive an indication from the traffic inspector that the patient monitoring alarms are contained in some of the input packets; in response to receiving the indication, route first ones of the input packets that do not correspond to the patient monitoring alarms over a first communications channel corresponding to the first ISP and route second ones of the input packets over a second communications channel corresponding to at least the second ISP in response to detecting the patient monitoring alarms in the second input packets; in response to determining that the first and second communications channels are unavailable, route a reduced form of the input data over a third communications channel having lower second bandwidth than a first bandwidth of the first and second channel by: prioritizing the patient monitoring alarms over the physiological parameter values, such that the patient monitoring alarms are transmitted over the third communications channel instead of the physiological parameter values based on the second bandwidth, and prioritizing the physiological parameter values over the trend data which consumes greater bandwidth than the physiological parameter values, such that the physiological parameter values are transmitted over the third communications channel instead of the trend data based on the second bandwidth.
2749 | Baseline restoration methods and apparatuses and medical detecting equipments thereof | This disclosure relates to baseline restoration methods and apparatuses and medical detecting equipment thereof. The baseline restoration method comprises: determining whether there is a high-amplitude baseline in an input signal by previous k output signals (Y1, . . . , Yk) of a filter, where k is a natural number and k≧1; setting the previous m output signals (Y1, . . . , Ym) of the filter as Y′ when there is a high-amplitude baseline in the input signal, where Y′ is a desired output signal of the filter; and using a current input signal X0, the previous n input signals (X1, . . . , Xn), and the previous m output signals (Y1, . . . , Ym) of said filter to obtain a current output signal Y0 of said filter. | 1. A baseline restoration apparatus, comprising: a filter; a high-amplitude baseline detector configured to detect whether there is a high-amplitude baseline in an input signal by previous k output signals (Y1, . . . , Yk) of said filter, wherein k is a natural number and k≧1; and a baseline restorer configured to set previous m output signals (Y1, . . . , Ym) of said filter as Y′ when there is a high-amplitude baseline in the input signal, wherein Y′ is a desired output signal of said filter, wherein said filter uses a current input signal X0, the previous n input signals (X1, . . . , Xn), and the previous m output signals (Y1, . . . , Ym) to obtain a current output signal Y0 of said filter, wherein m and n are natural numbers, and m and n are greater than or equal to 1.
2750 | Earphone assembly and assistant guiding system for tourists | An assistant guiding system includes a plurality of radio frequency identification (RFID) tags, a server, and an earphone assembly. The plurality of RFID tags is located at a predetermined area, and each RFID tag pre-stores an identification number of the predetermined area. The server stores scenic spot introduction information of the predetermined area. The earphone assembly communicates with a portable electronic device of tourists, and the portable electronic device downloads the scenic spot introduction information from the server. The earphone assembly includes a reading module and a transmission module. The reading module reads the identification number from the RFID tag. The transmission module sends the identification number to the portable electronic device. The scenic spot introduction information corresponding to the identification number of the predetermined area is played or displayed on the portable electronic device. | 1. An assistant guiding system, comprising: a plurality of radio frequency identification (RFID) tags located at a predetermined area, each RFID tag pre-storing an identification number of the predetermined area; a server storing scenic spot introduction information of the predetermined area; and an earphone assembly communicating with a portable electronic device of tourists, the portable electronic device downloading the scenic spot introduction information from the server, the earphone assembly comprising: a reading module reading the identification number of the predetermined area from the RFID tag; and a transmission module sending the identification number of the predetermined area to the portable electronic device; wherein the scenic spot introduction information corresponding to the identification number of the predetermined area is played or displayed on the portable electronic device; and wherein the earphone assembly further comprises a analog-to-digital (AD) converter, the transmission module is a plug and comprises a first channel pin, the reading module is electronically connected to the first channel pin via the AD converter, the portable electronic device outputs a first analog signal to the first channel pin, the AD converter converts the first analog signal into a first digital signal, and the AD converter transmits the first digital signal to the reading module.
2751 | Patient monitoring involving receiving multiple asynchronous data streams with antenna diversity | A radio frequency (RF) receiving apparatus ( 10 ) includes a first and second omnidirectional RF antennas ( 20 ) at different spatial locations or orientations, a first and second RF receivers ( 24 ), each connected to a corresponding one of the first and second omnidirectional RF antennas ( 20 ), and a controller ( 32 ) connected to the first and second RF receivers ( 24 ). The first and second RF receivers ( 24 ) receive and demodulate RF signals of at least first and second carrier frequencies to recover data packets from at least a first device which transmits data packets on the first carrier frequency RF signal and a second device which transmits data packets on the second carrier frequency RF signal. The controller ( 32 ) is configured to control the RF receivers to cycle between receiving and demodulating the first carrier frequency RF signals concurrently to recover redundant data packets from the first device, and receiving and demodulating the second carrier frequency RF signals concurrently to recover redundant data packets from the second device. The apparatus can be used to wirelessly transmit physiological patient monitoring data (e.g. an ECG signal) in the highly reflective environment of an MRI system. | 1. A radio frequency (RF) receiving apparatus for receiving data from a first medical monitoring sensor which transmits data packets pertaining to a first vital sign with a first periodicity and a second medical monitoring sensor which transmits data packets pertaining to a second vital sign with a second periodicity, the apparatus comprising: first and second RF antennas at different spatial locations or orientations; first and second RF receivers, each connected to a corresponding one of the first and second RF antennas, and the first and second RF receivers receive and demodulate RF signals of at least first and second carrier frequencies to recover the data packets from the first medical monitoring sensor containing information pertaining to the first vital sign on the first carrier frequency RF signal and to recover the data packets from the second medical monitoring sensor containing information pertaining to the second vital sign on the second carrier frequency RF signal; a processor or controller connected to the first and second RF receivers and configured to: receive and cycle between the first and the second carrier frequencies such that each carrier frequency is received for predetermined time periods, during an initial acquisition, a total of the cycled predetermined time periods is different from a maximum time interval between data packet transmissions for each of the medical monitoring sensors, control the RF receivers to cycle between both receivers receiving and demodulating the first carrier frequency RF signals concurrently to recover redundant data packets containing information pertaining to the first vital sign from the first medical monitoring sensor, and both receivers receiving and demodulating the second carrier frequency RF signals concurrently to recover redundant data packets containing information pertaining to the second vital sign from the second medical monitoring sensor.
2752 | Coordinator switching method for medical body area networks | A coordinator switching method and corresponding apparatus ( 20 ) are provided. One or more candidate coordinators ( 64 ) to replace a coordinator ( 20 ) of a medical body area network (MBAN) ( 22 ) are identified. The coordinator ( 20 ) is associated with one or more devices ( 16, 18 ) of the MBAN ( 22 ). One of the identified candidate coordinators ( 64 ) is selected as a destination coordinator. The destination coordinator ( 64 ) is requested to replace the coordinator ( 20 ) and allocate resources for the devices ( 16, 18 ). Acceptance of the request and data identifying the allocated resources for the devices ( 16, 18 ) is received from the destination coordinator ( 64 ). The devices ( 16, 18 ) are instructed to associate with the destination coordinator ( 64 ) using the allocated resources. | 1. A coordinator of a medical body area network (MBAN) associated with one or more devices of the MBAN and comprising: a controller configured to: identify one or more candidate coordinators to replace the coordinator; transmit one or more switch inquiry requests for a candidate coordinator to replace the coordinator; receive one or more switch inquiry responses from the candidate coordinators for a predetermined time interval; select one of the identified candidate coordinators as a destination coordinator; request the selected destination coordinator to replace the coordinator and allocate resources for the devices identified in the request; receive acceptance of the request and data identifying the allocated resources for the devices from the selected destination coordinator; and instruct the devices to associate with the selected destination coordinator using the allocated resources; and at least one of: transmit a switch inquiry request for a candidate coordinator to replace the coordinator on each channel for which the coordinator is authorized to operate on; and receive the switch inquiry responses from the candidate coordinators on the channels for which the coordinator is authorized to operate on for a predetermined time interval; and the switch inquiry requests include data identifying the number of devices associated with the coordinator and authentication data which includes at least one of a patient identifier and a service identifier.
2753 | Watch type terminal | A watch type terminal includes a main body, and a strap connected to the main body. In the watch type terminal, the strap includes one or more modules each having a specific function, and one or more partition straps having the one or more modules respectively received thereat. In the strap, the module and the partition strap are electrically connected to each other. | 1. A watch type terminal, comprising: a main body; and a strap coupled to the main body, the strap comprising at least one partition strap shaped to receive a module used for a specific function, wherein the module is electrically connected to a corresponding one of the at least one partition strap when the module, which is detachable from the at least one partition strap, is coupled to the corresponding one of the at least one partition strap, and wherein the strap is separated at at least one portion and further comprises, at the separated at least one portion, a first connecting strap provided further outward and a second connecting strap provided at inside of the first connecting strap, the second connecting strap having at least one portion disposed to overlap the first connecting strap; a connecting member having through-holes formed along a first direction of the first and second connecting straps such that at least portions of the first and second connecting straps are inserted into the connecting member; a guide groove formed along the first direction in the first connecting strap; a button portion moving on the guide groove; and an elastic member provided at a lower portion of the button portion to provide an elastic force to the button portion and remove the first connecting strap from a movable state; rollers formed on opposite sides of the button to contact the first and second connecting straps.
2754 | Adjustable bed with an actuator safety slot | Aspects of this invention relate to an adjustable bed frame assembly that includes a first frame that includes two substantially parallel side frame members and at least one connector member between the parallel side frame members, a second frame comprising two substantially parallel side frame members, each of the side frame members having a lower end pivotally attached to one of the at least one connector member of the first frame, a bracket that includes a sliding slot, where in the bracket is securely attached to the second frame; and an actuator with a first end pivotally attached to the first frame and a second end that is slidably connected to the sliding slot of the bracket, wherein, when the actuator extends or retracts, the second end travels within the sliding slot without moving the second frame until an extent of the sliding slot is reached. | 1. An adjustable bed frame assembly, comprising: a first frame that includes two substantially parallel side frame members and at least one connector member between the parallel side frame members, the first frame having a fixed horizontal orientation relative to the adjustable bed frame assembly; a second frame comprising two substantially parallel side frame members, each of the side frame members having a lower end pivotally attached to one of the at least one connector member of the first frame; a bracket that includes a sliding slot, where in the bracket is securely attached to the second frame; an actuator with a first end pivotally attached to the first frame and a second end that is slidably connected to the sliding slot of the bracket, wherein, when the actuator extends or retracts, the second end travels within the sliding slot without moving the second frame until an extent of the sliding slot is contacted; and a sensor positioned at the extent of the sliding slot nearest to the actuator.
2755 | Wireless monitoring of patient exercise and lifestyle | A system is provided that uses using telemetry data based on a patient habit information or patient monitoring. One or more patient monitoring devices has a unique patient ID, with personalized patient information. A patient monitoring device includes an application for monitoring exercise activity of a patient. ID circuitry is at the patient monitoring device, which includes ID storage and a communication system that reads and transmits the unique ID from an ID storage. A power source and a pathway system routes signals through the circuitry. A telemetry system is in communication with the patient monitoring device and includes a database of patient ID's which is in communication with the patient monitoring device and analyzes patient information based on the patient ID. The telemetry system receives exercise-related information directly or indirectly from the monitoring device that indicates an amount or type of exercise performed by the patient. | 1. A system for using telemetry data based on a person monitoring, comprising: a person monitoring device that includes a microphone and sensors to determine air quality, sound level/quality, light quality and ambient temperature near the individual configured to assist to determine individual sleep information and sleep behavior information, the person monitoring device including an accelerometer or other movement detection device that measures movement of the person, the accelerator and the other movement detection device and the person monitoring device configured to calculate or derive sleep onset and wake time, sleep interruptions, and the quality and depth of sleep, a recording of one or more of the sensors being disabled by the monitoring device in response to location, acceleration, or lack of acceleration; ID circuitry at the monitoring device or the accelerometer or other movement detection device, and a telemetry system in communication with the monitoring device, the telemetry system including a database of ID'ss, the telemetry system in communication, the telemetry analyzing telemetry data received from the monitoring device based on sleep onset and wake time, sleep interruptions, and the quality and depth of sleep-and creating personalized information about the person.
2756 | Cancellation of a baseline current signal via current subtraction within a linear relaxation oscillator-based current-to-frequency converter circuit | This disclosure relates to systems and/or methods for subtracting in the current domain an output current primary signal from a primary sensor from an output current reference signal from a reference sensor to produce a frequency output signal indicative of the difference between the output current primary signal and the output current reference signal. | 1. An eye-mountable device comprising: a first sensor that produces a first current signal during measurement of at least one parameter, wherein the first current signal comprises a measurement current signal associated with the at least one parameter and a baseline current signal; a second sensor that produces a second current signal during the measurement of the at least one parameter, wherein the second current signal comprises the baseline current signal and does not include the measurement current signal associated with the at least one parameter; and a linear relaxation oscillator-based current-to-frequency converter comprising an integration capacitor and a plurality of switches, wherein the integration capacitor has a first terminal connected to the first and second sensors via the plurality of switches and has a second terminal connected to ground, wherein the linear relaxation oscillator-based current-to-frequency converter produces an output frequency signal having a frequency related to a net current corresponding to a difference between the first current signal and the second current signal, wherein the output frequency signal comprises alternating charging phases and discharging phases, wherein during the charging phases the switches connect the first terminal of the integration capacitor to the first and second sensors such that the net current flows into the integration capacitor, and wherein during the discharging phases the switches connect the first terminal of the integration capacitor to the first and second sensors such that the net current flows out from the integration capacitor.
2757 | Wearable athletic activity monitoring systems | A sensor garment for monitoring an individual engaged in an athletic activity includes a garment formed of textile material, and a sensor module inseparably coupled to the textile material of the garment. The sensor module includes a single-purpose sensor configured to sense a single characteristic, and a radio antenna configured to transmit data generated by the single-purpose sensor. The sensor module includes no external port. | 1. A sensor garment for monitoring an individual engaged in an athletic activity, the sensor garment comprising: a garment formed of textile material; and a sensor module inseparably coupled to the textile material of the garment, wherein the sensor module comprises a sensor, wherein the sensor module comprises a radio antenna configured to transmit data generated by the sensor, wherein an exterior of the sensor module is portless, and wherein the sensor module comprises a flexible printed circuit board.
2758 | Adaptive notch filter | A patient monitoring device and method that determines and monitors at least one patient parameter is provided. A configuration processor generates configuration information in response to a first input signal and an adaptive notch filter receives a second input signal. The second input signal includes a signal of interest and an interference signal in a predetermined frequency range. The adaptive notch filter automatically estimates the interference signal within the second input signal based on a filter parameter and removes the estimated interference signal from the second input signal to generate a target signal. A step processor is electrically coupled between the configuration processor and the adaptive notch filter and sets a value of the filter parameter based on the configuration information, wherein the adaptive notch filter uses the filter parameter to reduce a ringing artifact on the target signal below a threshold level. | 1. A patient monitoring device that determines and monitors at least one patient parameter comprising: a configuration processor that generates configuration information in response to a first input signal identifying a type of patient connected to the patient monitoring device; an adaptive notch filter that receives a sensed physiological input signal, the sensed physiological input signal including a signal of interest and an interference signal in a predetermined frequency range, and the adaptive notch filter automatically estimates the interference signal within the sensed physiological input signal and removes the estimated interference signal from the sensed physiological input signal to generate a target signal; and a step processor electrically coupled between the configuration processor and the adaptive notch filter that sets a value of a filter parameter based on the type of patient using the configuration information, wherein the adaptive notch filter uses the filter parameter associated with the type of patient to estimate the interference signal within the sensed physiological input signal and reduce a ringing artifact on the target signal below a threshold level upon removal of the interference signal from the sensed physiological input signal, and wherein the step processor sets the value of the filter parameter equal to a first value when the configuration information indicates that the sensed physiological input signal is acquired from a patient of a first type and sets the value of the filter parameter equal to a second value greater than the first value when the configuration information indicates that the sensed physiological input signal is acquired from a patient of a second type.
2759 | Tube-detector alignment using light projections | The present invention relates to acquisition of medical image information of an object. In order to provide a user-friendly alignment of X-ray tube and a detector, optionally combined with an anti-scatter grid, an alignment arrangement is proposed, which comprises a tube attachment with a first light projection device and a detector attachment with a second light projection device. The first and second light projection devices each generate a light pattern on a projection surface. The tube attachment and the detector attachment can be brought into a correct spatial arrangement relative to each other by bringing the first light pattern in a predetermined spatial relation with the second light pattern on the projection surface. | 1. An alignment arrangement for X-ray imaging, comprising a tube attachment with a first light projection device; a detector attachment with a second light projection device; wherein the tube attachment is configured to mount the first light projection device to an X-ray tube; wherein the detector attachment is configured to connect the second light projection device to an X-ray detector; wherein the first light projection device is adapted to generate a first light pattern on a projection surface; wherein the second light projection device is adapted to generate a second light pattern on the projection surface; wherein the first light pattern is in a predetermined spatial relation with the second light pattern on the projection surface in the event that the tube attachment and detector attachment are correctly spatially arranged relative to each other.
2760 | Spinous process device and method of use | A spinous process device and method are disclosed. The device includes a first plate having a first part slidably coupled to a second part, a second plate having a third part slidably coupled to a fourth part, and first and second connector devices configured to be placed through openings created in spinous processes and rotatably couple respective first and second parts to third and fourth parts of the first and second plates together allowing angular displacement of the second plate with respect to the first plate and secure the spinous processes between the first and second plates. | 1. A spinous process device, comprising: a first plate extending along a first pivot axis comprising: a first part configured to abut a side of a first spinous process and having an extended portion; a second part configured to abut a side of a second spinous process and having a hollow interior portion, wherein the extended portion of the first part is received into the hollow interior portion of the second part and configured to rotate about the first pivot axis; a second plate extending along a second pivot axis and configured to abut opposite sides of the first and second spinous process; and a coupling mechanism configured to couple the first plate and the second plate, the coupling mechanism comprising: a first member comprising a first arm; a second member comprising a second arm including a threaded hole; a hollow cylinder having a first opening, a second opening, and a third opening, wherein the first plate is coupled to the second plate with the first arm received in the second opening of the hollow cylinder, the second arm received in the third opening of the hollow cylinder, and wherein a securing screw extends into the first opening of the hollow cylinder and engages the threaded hole in the second arm.
2761 | Tool with articulation lock | The invention provides surgical or diagnostic tools and associated methods that offer user control for operating remotely within regions of the body. These tools include a proximally-located actuator for the operation of a distal end effector, as well as proximally-located actuators for articulational and rotational movements of the end effector. Control mechanisms and methods refine operator control of end effector actuation and of these articulational and rotational movements. An articulation lock allows the fixing and releasing of both neutral and articulated configurations of the tool and of consequent placement of the end effector. The tool may also include other features. A multi-state ratchet for end effector actuation provides enablement-disablement options with tactile feedback. A force limiter mechanism protects the end effector and manipulated objects from the harm of potentially excessive force applied by the operator. A rotation lock provides for enablement and disablement of rotatability of the end effector. | 1. A tool comprising: a distal portion and a proximal portion spaced apart by a shaft along a longitudinal axis, the distal portion including a plurality of distal links and the proximal portion including a plurality of proximal links, wherein the plurality of distal and proximal links are configured to form multiple pairs of links, each pair comprising a proximal link and a corresponding distal link; multiple sets of tension load bearing members, each set connecting the proximal link and the corresponding distal link of one of the multiple pairs of links and terminating at the links of the pair to transfer movement therebetween; and an articulation lock positioned between the distal portion and the proximal portion and configured to allow passage of each set of tension load bearing members through the articulation lock, and to increase an effective length of the shaft to force adjacent distal links into frictional engagement and adjacent proximal links into frictional engagement to impede movement of the distal and proximal portions.
2762 | Method and system for secure wheelchair use in demand response transportation systems | There is a system for secure use of a wheelchair in demand response transportation systems comprising a wheelchair restraint comprising a central housing disposed between a vehicle strap and a wheelchair strap, the vehicle strap to secure the wheelchair restraint to the demand response vehicle, further comprising a vehicle strap sensor configured to provide a vehicle strap sensor electrical signal indicating whether the vehicle strap is securely affixed to a wheelchair anchor of a demand response vehicle, the wheelchair strap to secure the wheelchair restraint to the wheelchair, further comprising a wheelchair strap sensor configured to provide a wheelchair strap sensor signal indicating whether the wheelchair strap is securely connected to a wheelchair via the wheelchair strap. | 1. A wheelchair restraint for use in a demand response vehicle, for securing a wheelchair to the demand response vehicle, the wheelchair restraint comprising: a central housing disposed between a vehicle strap and a wheelchair strap; the vehicle strap to secure the wheelchair restraint to the demand response vehicle, further comprising a vehicle strap sensor configured to provide a vehicle strap sensor electrical signal indicating whether the vehicle strap is securely affixed to a wheelchair anchor of the demand response vehicle; the wheelchair strap to secure the wheelchair restraint to the wheelchair, further comprising a wheelchair strap sensor configured to provide a wheelchair strap sensor signal indicating whether the wheelchair strap is securely connected to the wheelchair via the wheelchair strap; a tag configured to: receive the vehicle strap sensor signal and the wheelchair strap sensor signal; and communicate the vehicle strap sensor signal and the wheelchair strap sensor signal via radio frequency identification to a processing tag.
2763 | Medical apparatus communication system and medical apparatus | A medical apparatus communication system includes a first medical apparatus and a second medical apparatus. The first medical apparatus includes a first communicating unit which establishes a communication connection with the second medical apparatus to communicate with the second medical apparatus, and a first controlling unit which controls the first medical apparatus. The second medical apparatus includes a second communicating unit which establishes a communication connection with the first medical apparatus to communicate with the first medical apparatus, a second controlling unit which controls the second medical apparatus, and a second sound outputting unit which performs a sound output in accordance with a control of the second controlling unit. The second controlling unit controls the sound output of the second sound outputting unit in a predetermined timing after establishment of the communication connection between the first and second communicating units. | 1. A medical apparatus communication system including a first medical apparatus and a second medical apparatus, wherein the first medical apparatus includes a first communicating unit which is configured to establish a communication connection with the second medical apparatus to communicate with the second medical apparatus, first controlling unit which is configured to control the first medical apparatus, and a first sound outputting unit which is configured to perform a sound output in accordance with a control of the first controlling unit, the second medical apparatus includes a second communicating unit which is configured to establish a communication connection with the first medical apparatus to communicate with the first medical apparatus, a second controlling unit which is configured to control the second medical apparatus, and a second sound outputting unit which is configured to perform a sound output in accordance with a control of the second controlling unit, the second controlling unit controls the sound output of the second sound outputting unit in a predetermined timing after establishment of the communication connection between the first and second communicating units, and the first controlling unit controls the first sound outputting unit to enable the sound output during a period when the second sound outputting unit stops the sound output.
2764 | Nasal stimulation devices and methods | Described here are devices, systems, and methods for treating one or more conditions (such as dry eye) or improving ocular health by providing stimulation to nasal or sinus tissue. Generally, the devices may be handheld or implantable. In some variations, the handheld devices may have a stimulator body and a stimulator probe having one or more nasal insertion prongs. When the devices and systems are used to treat dry eye, nasal or sinus tissue may be stimulated to increase tear production, reduce the symptoms of dry eye, and/or improve ocular surface health. | 1. A system for stimulating nasal tissue of a subject, comprising: a disposable stimulator probe, wherein the stimulator probe comprises a first nasal insertion prong comprising a first lead; a second nasal insertion prong comprising a second lead, wherein the first nasal insertion prong comprises a first electrode at a distal end of the first lead and the second nasal insertion prong comprises a second electrode at a distal end of a second lead; and a fuse positioned proximal to the first and second leads, wherein the fuse comprises a conductive material and is configured to cause a short circuit upon first use.
2765 | Safety features for an electrically motorized vehicle | A system, method, and device for operations of an electrically motorized vehicle. The vehicle can utilize an electrically motorized wheel to convert a non-motorized wheeled vehicle to an electrically motorized wheeled vehicle. One system to facilitate user safety when using an electrically motorized wheel includes a proximity sensor on the electrically motorized wheel in communication with a user mobile device and a proximity alert module on the mobile device enabled to alert a user when a sensed proximity crosses a threshold. | 1. A system to facilitate safety of a user when using a motorized human-powered vehicle, the system comprising: a proximity system operable to detect that an object near the motorized human-powered vehicle has crossed a proximity threshold relative to the motorized human-powered vehicle; wherein the proximity system is configured to communicate with one of the motorized human-powered vehicle, infrastructure around the motorized human-powered vehicle, another vehicle near the motorized human-powered vehicle, or a user mobile device; and wherein the proximity system is configured to transmit a signal to one of the motorized human-powered vehicle, infrastructure around the motorized human-powered vehicle, the other vehicle near the motorized human-powered vehicle, or the user mobile device in response to detecting that the object has crossed the proximity threshold, wherein the signal is configured to cause one of the motorized human-powered vehicle, infrastructure around the motorized human-powered vehicle, the other vehicle near the motorized human-powered vehicle, or the user mobile device to trigger one of an alert or a change in operation of the motorized human-powered vehicle.
2766 | Handheld blood glucose monitoring device with messaging capability | A patient monitoring network pertaining to blood glucose and other analyte measurements includes wireless blood glucose or other analyte measuring devices and a networked computer or server. Each monitoring device is associated with a patient and is configured to measure the glucose level or other analyte from a given blood sample via inserted test strips, transmit the measurements to the networked computer, and display received messages. The blood glucose monitoring device includes means for substantially reducing factors that could affect the glucose measurement such as thermal and RF interference. | 1. A handheld blood glucose monitoring device comprising: a glucose sensing subsystem configured to measure a blood glucose level in a blood sample; a temperature sensor configured to provide a temperature measurement during the measurement of the blood glucose level; a radio transceiver subsystem electrically isolated from the glucose sensing subsystem and configured to receive the measured blood glucose level from the glucose sensing subsystem, and to transmit the measured blood glucose level over a wireless communications link; and a display configured to display the measured blood glucose level, wherein the radio transceiver subsystem includes a microcontroller configured to monitor and control the amount of heat produced by one or more components within the radio transceiver subsystem.
2767 | Method and system for broadcasting a panic alert notification | The present invention relates to a method and system for broadcasting a panic alert notification in a communication network comprising a primary user and at least one secondary user. The method comprises the steps of receiving data relating to a panic alert and processing information and geo-location of the primary user. Further, a list of one or more secondary users to be notified of the primary user's emergency situation is determined and a broadcast alert message is transmitted to the one or more secondary users. The step of determining a list of one or more secondary users comprises determining a search range criteria in the vicinity of the geo-location of primary user, identifying a list of secondary users within the search range criteria and determining one or more first level and second level secondary users by mapping the list of secondary users with a list of users known to the primary user. | 1. A method for broadcasting alert messages in a communication network comprising a primary user and a plurality of secondary users, said method comprising the steps of: receiving a panic alert initiated by the primary user in an emergency situation; processing information relating to the primary user, the panic alert, and a current geo-location of the primary user; determining a search range criteria; identifying a first set of the plurality of secondary users within the search range criteria of the current geo-location of the primary user at a first time; determining a first level of the plurality of secondary users by mapping the first set of the plurality of secondary users with a first list of the plurality of secondary users, wherein each of the plurality of secondary users included in the first list of the plurality of secondary users is associated with the primary user; determining a second level of the plurality of secondary users by mapping the first set of the plurality of secondary users with a second list of the plurality of secondary users, wherein each of the plurality of secondary users in the second list of the plurality of secondary users have agreed to be notified with a first of the broadcast alert messages; transmitting the first of the broadcast alert messages to the first list of the plurality of secondary users and the second list of the plurality of secondary users; identifying a second set of the plurality of secondary users within the search range criteria of the current geo-location of the primary user at a second time after a predetermined time interval after transmitting the first of the broadcast alert messages, wherein the second set of the plurality of secondary users includes a secondary user that is within the search range criteria of the current geo-location of the primary user at the second time but was not within the search range criteria of the current geo-location of the primary user at the first time; and identifying a selected one of the plurality of secondary users included in the second set of the plurality of secondary users and not included in the first set of the plurality of secondary users.
2768 | Digital real security system, method and program | A digital real security system, method and program reliably report the occurrence of an emergency situation in real time. The digital real security system comprises an abdominal pressure signal acquisition unit ( 101 ) that acquires an abdominal pressure signal from an abdominal pressure sensor ( 10 ) for detecting a user's abdominal pressure and acquires a respiration signal from a respiration sensor ( 20 ) for detecting the user's breathing, and a storage unit ( 105 ) that stores a normal-time number of breathing times and abdominal pressure pattern of the user detected by the abdominal pressure signal acquisition unit ( 101 ), and an abnormality determination unit ( 112 ) matches a number of breathing times and abdominal pressure pattern detected by the abdominal pressure signal acquisition unit ( 101 ) to that user's normal-time number of breathing times and abdominal pressure pattern stored in the storage unit ( 105 ), and determines whether it is abnormality based on the match result. | 1. A digital real security system comprising: abdominal pressure signal acquiring means for acquiring an abdominal pressure signal from an abdominal pressure sensor for detecting an abdominal pressure of personnel to which the abdominal pressure sensor is fitted; abdominal pressure signal extracting means for extracting from the acquired abdominal pressure signal an abdominal pressure pattern in which abdominal pressure changes and/or a number of breathing times per unit time; storage means for storing a normal-time abdominal pressure pattern and/or number of breathing times of the personnel extracted by the abdominal pressure signal extracting means in association with the personnel; abnormality determining means for matching the abdominal pressure pattern and/or number of breathing times extracted by the abdominal pressure signal extracting means to the personnel'ss normal-time abdominal pressure pattern and/or number of breathing times stored in the storage means, and determining whether it is abnormality based on the match result; and control means for reporting an abnormal situation according to the abnormality determination result by the abnormality determining means, wherein the abdominal pressure signal acquiring means further acquires a respiration signal from a respiration sensor for detecting breathing of the personnel, and the abdominal pressure signal extracting means subtracts the respiration signal component from the acquired abdominal pressure signal, and extracts an abdominal pressure pattern from an abdominal pressure signal with suppressed influence of respiration.
2769 | System of preoperative planning and provision of patient-specific surgical aids | A method for assisting a user with surgical implementation of a preoperative plan includes generating a physical native tissue model of a native patient tissue. The physical native tissue model includes at least one primary patient tissue area including a surface of interest, at least one secondary patient tissue area including no surfaces of interest, and a base surface for engaging a supporting structure. The physical native tissue model, as generated, includes at least one information feature providing clinically useful information to the user. The information feature is substantially separated from the surface of interest. An apparatus for assisting a user with surgical implementation of a preoperative plan is also provided. | 1. A method for assisting a user with surgical implementation of a preoperative plan, the method comprising the steps of: generating a physical native tissue model of a native patient tissue, the physical native tissue model including at least one primary patient tissue area including a surface of interest, at least one secondary patient tissue area including no surfaces of interest, and a base surface for engaging a supporting structure; and including in the physical native tissue model, as generated, at least one information feature providing clinically useful information to the user; wherein the surface of interest is a surface upon/into which a prosthetic device is to be placed or a surface which is to be the main subject of substantially permanent physical modification during a surgical procedure in an effort to provide therapeutic benefit to the patient; wherein the information feature is any physical feature or characteristic of the physical native tissue model which signifies or communicates the clinically useful information to the user; and wherein the information feature is substantially separated from the surface of interest.
2770 | Accelerometer data compression | A method of compressing data output from one or more accelerometers configured to be transported, carried or worn by a user is provided. Acceleration values indicative of the movement of the user are measured at a first frequency and values representative of the measured acceleration values are generated at a second frequency, which is lower than the first frequency. The step of generating comprises: defining a plurality of time windows, each time window containing a plurality of measured acceleration values; and applying a transformation to the measured acceleration values within each time window to generate a plurality of transformed values. For each time window, storing at least one of said plurality of transformed values and/or one or more parameters associated therewith. | 1. A method comprising the steps of: receiving, by a processor, a location of a mobile device configured to be transported, carried or worn by a user determined at a plurality of times during a journey from a first location to a second location; receiving, by the processor, acceleration values indicative of the movement of the user and/or device a plurality of times during the journey measured at a first frequency; generating, by the processor, values representative of the measured acceleration values at a second frequency, which is lower than the first frequency, said step of generating comprising: defining a plurality of time windows, each time window containing a plurality of measured acceleration values; and applying a transformation to the measured acceleration values within each time window to generate a plurality of transformed values; and, selecting, for each time window, at least one of said plurality of transformed values and/or one or more parameters derived from the plurality of transformed values to be stored; storing: (i) the received locations and/or data derived therefrom; and (ii) the selected data derived from the acceleration values; and transmitting the stored data from the mobile device to a remote server for use in providing a representation of the journey.
2771 | OFDM mobile networks | Mobile Networks using Orthogonal Frequency Division Multiplex (OFDM) and or spread spectrum modulation and demodulation techniques process in mobile devices spread spectrum signals into OFDM signals. A first mobile device receives and demodulates a spread spectrum modulated signal into a baseband spread spectrum signal and processes the baseband spread spectrum signal into a first OFDM signal. The first OFDM signal is transmitted to a second mobile device. In the second mobile device the received first OFDM signal is demodulated and processed into a second OFDM signal. The second OFDM signal is transmitted in the mobile network. Alternatively, the first mobile device receives, instead of a spread spectrum signal a modulated OFDM signal. The mobile device has a motion detector which generates a motion detector signal for control of the mobile device. The mobile device has a heart rate sensor and measures the heart rate. | 1. A method comprising steps of: receiving and demodulating in a mobile device a first Orthogonal Frequency Division Multiplexed (OFDM) modulated signal into a first OFDM baseband signal; providing said first OFDM baseband signal to a modulator for modulation of said OFDM baseband signal into a second OFDM modulated signal; providing said second OFDM modulated signal to a transmitter for transmission of said second OFDM modulated signal said first OFDM modulated signal and said second OFDM modulated signal are in different radio frequency bands; receiving and processing a signal into a baseband position finding signal; generating in said mobile device a video signal, processing and filtering said video signal into a processed filtered video signal, said processed filtered video signal comprises in-phase and quadrature-phase Time Constrained (TCS) waveforms and cascaded Long Response (LR) filter filtered signals; providing said processed and filtered video signal to a quadrature modulator for modulation of said processed and filtered video signal into a video modulated signal; processing a photo camera generated signal into a processed photo camera signal, said photo camera generated signal is generated in said mobile device; processing and filtering said processed photo camera signal with said baseband position finding signal into a processed photo camera signal with baseband position finding signal, said processed photo camera signal with baseband position finding signal comprises in-phase and quadrature phase processed baseband signals; providing said in-phase and quadrature phase processed baseband signals to a quadrature modulator for modulation of said in-phase and quadrature phase processed baseband signals into a quadrature modulator modulated signal; and receiving a touch screen generated signal for providing from said touch screen generated signal a touch screen control signal, wherein said control signal is used for control of said mobile device.
2772 | Mobile apparatus | A smart phone includes photoelectric pulse wave sensing units that obtain photoelectric pulse wave signals from hands holding the smart phone, a touch screen on which a plurality of operation switches that accept operations performed by thumbs are displayed, and a switch arrangement changing unit that changes the arrangement of the displayed plurality of operation switches. The switch arrangement changing unit, when photoelectric pulse wave signals are obtained by the photoelectric pulse wave sensing units, changes the arrangement of the operation switches displayed on the touch screen in such a manner that the operation switches are arranged along a circular arc of a virtual circle whose center is located at a carpometacarpal joint of the thumb of a right hand performing operations and whose radius is the distance from the carpometacarpal joint to the tip of the thumb. | 1. A mobile apparatus comprising: a main body; a touch screen disposed on a front surface of the main body and configured to display at least one operation switch at a display position for receiving an input signal from at least one digit of a hand of a user holding the mobile apparatus, wherein the at least one digit is a thumb of the hand; and a biosensor disposed on a top side surface of the main body that is above the front surface and extends in a direction orthogonal to the front surface, the biosensor being configured to detect a biosignal from another digit of the hand of the user holding the mobile apparatus, other than the at least one digit of the hand, or of another hand of the user holding the mobile apparatus, wherein, in response to detecting the biosignal, the at least one operation switch is displayed at the display position on the touch screen arranged along a circular arc of a virtual circle having a center point located near a carpometacarpal joint of the at least one digit of the hand of the user holding the mobile apparatus and having a radius that corresponds to a distance from the carpometacarpal joint to a tip of the at least one digit of the hand of the user holding the mobile apparatus, wherein the center point and the radius are set in advance based on stochastic data, and wherein the biosensor is a photoelectric pulse wave sensor, and the detected biosignal is a photoelectric pulse wave signal, wherein the at least one operation switch is displayed at the display position on the touch screen in response to the another digit of the hand holding the mobile apparatus, other than the at least one digit of the hand, or of the another hand of the user holding the mobile apparatus touching the photoelectric pulse wave sensor.
2773 | Handling concurrent speech | Systems and methods are provided for handling concurrent speech in which first speech data is received from a first participant of a session and second speech data is received from a second participant of the session. The second speech data includes a pause. The second speech data temporally overlaps the first speech data. A determination is made as to whether the first speech data exceeds a predetermined length. When the first speech data exceeds the predetermined length, the first speech data is outputted and then the second speech data of the second participant is outputted without the pause. When the first speech data does not exceed the predetermined length, the first speech data is outputted and then the second speech data is outputted with the pause. | 1. A method comprising: at a system comprising one or more processors and a memory storing one or more programs for execution by the one or more processors: receiving first speech data from a first participant of a session; receiving second speech data from a second participant of the session that includes a pause, wherein the second speech data temporally overlaps the first speech data; and determining whether the first speech data exceeds a predetermined length, wherein when the first speech data exceeds the predetermined length, the first speech data is outputted and then the second speech data of the second participant is outputted without the pause, and when the first speech data does not exceed the predetermined length, the first speech data is outputted and then the second speech data is outputted with the pause.
2774 | Systems and methods for processing and transmitting sensor data | Systems and methods for continuous measurement of an analyte in a host are provided. The system generally includes a continuous analyte sensor configured to continuously measure a concentration of analyte in a host and a sensor electronics module physically connected to the continuous analyte sensor during sensor use, wherein the sensor electronics module is further configured to directly wirelessly communicate sensor information to one or more display devices. Establishment of communication between devices can involve using a unique identifier associated with the sensor electronics module to authenticate communication. Times tracked at the sensor electronics module and the display module can be at different resolutions, and the different resolutions can be translated to facilitate communication. In addition, the frequency of establishing communication channels between the sensor electronics module and the display devices can vary depending upon whether reference calibration information is being updated. | 1. A method comprising: executing an authentication protocol between a first communication device associated with a continuous glucose sensor and a second communication device associated with a glucose information display; transmitting by the second communication device to the first communication device a first encrypted message including an identifier, and a first challenge value provided by the first communication device, wherein the first encrypted message is encrypted using an encryption method based on the identifier and the first challenge value, and wherein the identifier is associated with the first communication device; generating by the first communication device a second encrypted message using at least the information in the first encrypted message, and upon receiving the first encrypted message; and verifying by the first communication device the first encrypted message to determine a status of the authentication protocol.
2775 | System, method, and recording medium for detecting and leveraging brain waves present in a user's state of flow to control digital and physical notifications | A notification control method, system, and non-transitory computer readable medium, include a state of flow detecting circuit configured to detect a state of flow of brain waves of a user from user data, a notification priority setting circuit configured to set a notification priority setting by ranking a type of a notification to be delivered to a user device according to an importance of a message associated with the notification, and a notification control circuit configured to control the notification to be output on the user device at an allowable time based on a rank of the notification priority setting being higher than a rank of the state of flow of the user. | 1. A notification control system, comprising: a state of flow detecting circuit configured to detect a state of flow of a user from brain waves of the user from user data; a notification priority setting circuit configured to set a notification priority setting by ranking a type of a notification to be delivered to a user device according to an importance of a message associated with the notification; and a notification control circuit configured to control the notification to be output on the user device at an allowable time based on a rank of the notification priority setting being higher than a rank of the state of flow of the user.
2776 | Secure pairing of devices via pairing facilitator-intermediary device | The present inventions, in one aspect, are directed to systems and circuitry for and/or methods of establishing communication having one or more pairing facilitator-intermediary devices (for example, a network connected server) to enable or facilitate pairing and/or registering at least two devices (e.g., (i) a portable biometric monitoring device and (ii) a smartphone, laptop and/or tablet) to, for example, recognize, interact and/or enable interoperability between such devices. The pairing facilitator-intermediary device may responsively communicates information to one or more of the devices (to be paired or registered) which, in response, enable or facilitate such devices to pair or register. The present inventions may be advantageous where one or both of the devices to be paired or registered is/are not configured (e.g., include a user interface or certain communication circuitry that is configured or includes functionality) to pair devices without use of a facilitator-intermediary device. | 1. A method for pairing a portable monitoring device with a computing device, comprising: receiving by the computing device a selection of the portable monitoring device for pairing with the computing device; sending by the computing device via a computer network to a server an instruction to receive first pairing information; receiving by the computing device via the computer network from the server the first pairing information in response to sending the instruction; sending the first pairing information from the computing device to the portable monitoring device; receiving by the computing device second pairing information from the portable monitoring device, the second pairing information being obtained by the portable monitoring device from the server via the computer network; pairing the computing device with the portable monitoring device after said sending of the first pairing information from the computing device to the portable monitoring device and said receiving by the computing device of the second pairing information from the portable monitoring device, said pairing performed to begin a transfer of activity data from the portable monitoring device to the computing device, wherein pairing the computing device with the portable monitoring device comprises creating a link between the computing device and the portable monitoring device; and receiving by the computing device the activity data from the portable monitoring device via the link, wherein the activity data is representative of a physiological metric collected by one or more sensors embedded in the portable monitoring device.
2777 | Laser device and extreme ultraviolet light generation system | An example laser apparatus of the disclosure may include an oscillator capable of outputting a laser beam, a slab optical amplifier capable of amplifying the laser beam outputted by the oscillator by passing the laser beam through an optical amplification region shaped like a slab and outputting the amplified laser beam, and a mirror disposed on an optical path of the laser beam to enter the slab optical amplifier or the amplified laser beam outputted from the slab optical amplifier, the mirror being movable in a direction parallel to a plane where the laser beam travels in the slab optical amplifier. | 1. A laser apparatus comprising: an oscillator capable of outputting a laser beam; a slab optical amplifier capable of amplifying the laser beam outputted by the oscillator by passing the laser beam through an optical amplification region shaped like a slab and outputting the amplified laser beam; and a mirror disposed on an optical path of the laser beam to enter the slab optical amplifier or the amplified laser beam outputted from the slab optical amplifier, the mirror being movable in a direction parallel to a plane where the laser beam travels in the slab optical amplifier.
2778 | Elongated conductors and methods of making and using the same | Elongated conductors are provided. Aspects of the elongated conductors include: an elongated structure having a proximal region and a distal region, where the elongated conductor includes two or more insulated conducting members that are in fixed relative position along at least a portion of the elongated structure and extend from the proximal region to the distal region. A pattern of insulation openings among the insulated conducting members is present at one or both of the proximal and distal regions. Aspects of the invention further include methods of making the elongated conductors, as well as devices that include the elongated conductors. | 1. An elongated conductor comprising: an elongated structure having a proximal region and a distal region and comprising two or more insulated conducting members that are in fixed relative position along at least a portion of the elongated structure and extend from the proximal region to the distal region; and a pattern of insulation openings among the insulated conducting members at one or both of the proximal and distal regions; wherein the insulated conducting members assume a wound configuration along at least a portion of the elongated structure.
2779 | Method and apparatus to detect transponder tagged objects, for example during medical procedures | The presence or absence of objects (e.g., medical implements, medical supplies) tagged with transponders may be determined in an environment in which medical procedures (e.g., surgery) are performed via an interrogation and detection system which includes a controller and a plurality of antennas positioned along a patient support structure. The antennas may, for example, be positioned along an operating table, bed, a mattress or pad or a sheet and may be radiolucent. Respective antennas may successively be activated to transmit interrogation signals. Multiple antennas may be monitored for responses from transponders to the interrogation signals. For example, all antennas other than the antenna that transmitted the most recent interrogation signal may be monitored. | 1. An apparatus to detect transponder tagged objects which are used in performing medical procedures, the apparatus comprising: a plurality of antennas spaced at fixed positions along at least a portion of a length of a patient support structure that is sized to support a patient, at least one of the antennas having a measurable physical characteristic that varies in response to a physical force applied to the at least one of the antennas; and a control system communicatively coupled to the antennas to activate respective ones of at least two of the antennas to transmit respective interrogation signals, to detect a response signal generated by a transponder responsive to the interrogation signals, and to detect a value indicative of the measurable physical characteristic that varies in response to the physical force applied to the at least one of the antenna.
2780 | Method and apparatus for microscopic imaging | Apparatus and method for facilitating a microscopic imaging of at least one anatomical structure can be provided. For example, with a spectrally-encoded confocal microscopy (SECM) system, it is possible to provide at least one first electro-magnetic radiation to the anatomical structure(s). In addition, a mobile device can be provided which can communicate with the SECM system. The mobile device can have a sensor arrangement, and with such sensor arrangement, it is possible to receive at least one second electro-magnetic radiation that is based on the first radiation(s) from at least one section of the SECM system. The mobile device can further include a computer arrangement, with which it is possible to display at least one portion of the anatomical structure(s) as a microscopic image based on the second radiation(s) received by the sensor arrangement. | 1. An apparatus for facilitating a microscopic imaging of at least one anatomical structure, comprising: a spectrally-encoded confocal microscopy (SECM) system configured to provide at least one first electro-magnetic radiation to the at least one anatomical structure; and a mobile device communicating with the SECM system, and including a sensor arrangement that is configured to receive at least one second electro-magnetic radiation that is based on the at least one first electro-magentic radiation from at least one section of the SECM system, the mobile device further including a computer arrangement which is configured to display at least one portion of the at least one anatomical structure as a microscopic image based on the at least one second radiation received by the sensor arrangement, wherein the at least one first electro-magnetic radiation is originated from a radiation source residing in the mobile device.
2781 | System and method for association of patient care devices to a patient | A system and method for collecting, communicating, displaying, and/or analyzing data from multiple medical devices is disclosed. The system includes a local data collection module and a number of medical device adapters. The medical device adapters are coupled to respective medical devices via hardwired connections to receive data from the respective medical devices. The medical device adapters wirelessly transmit the data to the local data collection module. The local data collection module communicates the data received from the medical device adapters to an Electronic Medical Records (EMR) system for automatic entry of at least some of the data in the electronic medical record of a patient associated with the medical devices. | 1. A method of associating at least one patient care device in a room of a healthcare facility with a first patient in the room which also has a second patient in the room, the method comprising coupling an input port of a medical device adapter to an output port of the patient care device, the medical device adapter using a low power protocol to wirelessly transmit patient data received from the patient care device, the medical device adapter being battery powered by an onboard battery, the medical device adapter enhancing battery life by using power from the patient care device if power is available via the output port of the patient care device, receiving at an association computer wireless location data transmitted wirelessly from the patient care device via the medical device adapter and received by first and second wireless receivers located in the room and positioned near first and second hospital beds assigned to the first and second patients, respectively, the association computer being operable to determine that the patient care device should be associated with the first patient and not with the second patient based upon association rules programming executed by the association computer including rules regarding resolving ambiguities concerning whether the patient care device is to be associated with the first patient or the second patient based on proximity of the patient care device to the first wireless receiver and to the second wireless receiver, prompting a caregiver with a graphical display in the room to provide an input on the graphical display to confirm the association of the patient care device to the first patient, and receiving the input on the graphical display from the caregiver to confirm the association of the patient care device to the first patient, wherein the patient care device comprises one or more of the following: life support equipment, a ventilator, vital signs monitoring equipment, an electrocardiograph (EKG), an electroencephalograph (EEG), a heart rate monitor, a blood pressure monitor, a blood oxygen saturation monitor, an intravenous (IV) pump, a drug infusion pump, an insulin pump, or a passive motion device.
2782 | Wearable terminal | There is disclosed a wearable terminal including a main body, a main board provided in the main body, a first touch pad provided in a rear surface of the main body, a flexible board configured to connect the main body and the first touch pad to each other, a band coupled to the main body, wound around a user's wrist to secure the main body to the user's body part, a second touch pad provided in the other surface of one surface contacting with the user's body part when the user wears the band, a flexible board having one end connected to the second touch pad and the other end connected to the main board, and a controller configured to extract an electrocardiogram by measuring a difference of electric potentials of body muscles sensed from the first touch pad and the second touch pad. | 1. A wearable terminal comprising: a main body; a main board in the main body; a first touch pad coupled to a rear surface of the main body; a band coupled to the main body, the band configured to secure the wearable terminal to the user; a second touch pad positioned such that a user can touch the second touch pad when the wearable terminal is secured to the user'ss body; a conductive board connected to the second touch pad and to the main board; and a controller configured to measure a difference in electric potentials between the first touch pad and the second touch pad, and based on the measured difference in electric potentials, generate an electrocardiogram, wherein the band comprises: a lower band configured to contact the user'ss body; and an upper band coupled to the lower band, wherein the conductive board is made of a flexible material and mounted between the upper band and the lower band, and wherein the second touch pad is positioned on the upper band and connected to the flexible conductive board through a hole formed in the upper band.
2783 | Wearable device having athletic functionality | A wearable device assembly has a housing supporting a controller, display and indicator system thereon. The controller has at least one sensor wherein activity of a user wearing the device is detected. The controller selectively illuminates the indicator system to indicate a level of activity of the user. | 1. A wearable device configured to be worn by a user, the device comprising: a housing having a first longitudinal end and a second longitudinal end, the first longitudinal end releaseably engageable with the second longitudinal end, wherein the housing has an outer encasement member and an inner spine member, the inner spine member having at least one substantially rigid portion and at least one flexible zone, the at least one flexible zone being located between the at least one substantially rigid portion and one of the first or second longitudinal ends, and wherein the at least one flexible zone has an upwardly concaved shape and a lesser thickness at a central portion of the upwardly concaved shape than the remaining thickness of the upwardly concaved shape; a controller supported by the housing, the controller having a sensor operably associated therewith wherein the sensor detects activity of the user; a display supported by the housing, the display operably connected to the controller; an indicator system supported by the housing, the indicator system operably connected to the controller, wherein the indicator system includes a plurality of lighting elements, wherein the controller selects and illuminates multiple lighting elements of the plurality of lighting elements in accordance with a progress of the user toward an activity goal; and wherein the outer encasement member is positioned around the inner spine member, the outer encasement member encases the controller, the display, and the indicator system, wherein the outer encasement member comprises at least a first side edge and an outer surface, and wherein a radius of the first side edge is smaller than a radius of the outer surface.
2784 | System and method for signal decomposition, analysis and reconstruction | A system and method for representing quasi-periodic waveforms, for example, representing a plurality of limited decompositions of the quasi-periodic waveform. Each decomposition includes a first and second amplitude value and at least one time value. In some embodiments, each of the decompositions is phase adjusted such that the arithmetic sum of the plurality of limited decompositions reconstructs the quasi-periodic waveform. Data-structure attributes are created and used to reconstruct the quasi-periodic waveform. Features of the quasi-periodic wave are tracked using pattern-recognition techniques. The fundamental rate of the signal (e.g., heartbeat) can vary widely, for example by a factor of 2-3 or more from the lowest to highest frequency. To get quarter-phase representations of a component (e.g., lowest frequency "rate" component) that varies over time (by a factor of two to three) many overlapping filters use bandpass and overlap parameters that allow tracking the component's frequency version on changing quarter-phase basis. | 1. An apparatus comprising: a computer having a storage device; a source of an initial series of digitized signal values; a first filter bank that includes a first plurality of digital bandpass filters each operably coupled to the source of digitized signal values and each configured to digitally filter the initial series of digitized signal values, wherein each one of the first plurality of digital bandpass filters has a respective center frequency that is unique among respective center frequencies of the first plurality of digital bandpass filters and a respective frequency range, and wherein each one of the first plurality of digital bandpass filters has an output signal; and a first frequency-component tracker that detects and tracks a first tracked frequency component as that first tracked frequency component'ss frequency moves from one to another frequency range of the first plurality of digital bandpass filters, and that stores information regarding the tracked frequency component into the storage device, wherein the stored information includes instantaneous frequency and amplitude of the tracked frequency component at each of a first sequence of time points.
2785 | Monolithically integrated fluorescence on-chip sensor | After sequentially forming a first multilayer structure comprising a first set of semiconductor layers suitable for formation of a photodetector, an etch stop layer and a second multilayer structure comprising a second set of semiconductor layers suitable for formation of a light source over a substrate, the second multilayer structure is patterned to form a light source in a first region of the substrate. A first trench is then formed extending through the etch stop layer and the first multilayer structure to separate the first multilayer structure into a first part located underneath the light source and a second part that defines a photodetector located in a second region of the substrate. Next, an interlevel dielectric (ILD) layer is formed over the light source, the photodetector and the substrate. A second trench that defines a microfluidic channel is formed within the ILD layer and above the photodetector. | 1. A monolithically integrated semiconductor structure comprising: a first semiconductor device located over a first part of a multilayer structure that is located over a first region of a substrate; a second semiconductor device comprising a second part of the multilayer structure located over a second region of the substrate, the second part of the multilayer structure separated from the first part of the multilayer structure by a space; an interlevel dielectric (ILD) layer located over the first semiconductor device, the second semiconductor device and the substrate and within the space between the first part of the multilayer structure and the second part of the multilayer structure; and a microfluidic channel located within the ILD layer, wherein the microfluidic channel is present above the second semiconductor device, wherein the first semiconductor device is a light source, and the second semiconductor device is a photodetector, and a first optical filter is located on an output facet of the light source and sidewalls of the first part of the multilayer structure.
2786 | Drive laser for EUV light source | Devices and methods for generating EUV light are disclosed. The device comprises an oscillator having an oscillator cavity length, Lo, and defining an oscillator path and a multi-pass optical amplifier coupled with the oscillator to establish a combined optical cavity including the oscillator path, the combined cavity having a length, Lcombined, where Lcombined=(N+x)*Lo, where "N" is an integer and "x" is a number between 0.4 and 0.6. The amplifier comprises a polarization discriminating optic inputting light traveling along a first beam path from the oscillator and having substantially a first linear polarization into the amplifier and outputting light having substantially a linear polarization orthogonal to the first polarization out of the amplifier along a second beam path. | 1. A device comprising: an oscillator having an oscillator cavity length, Lo, and defining an oscillator path; a multi-pass optical amplifier coupled with said oscillator to establish a combined optical cavity including the oscillator path, the combined cavity having a length, Lcombined, where Lcombined=(N+x)*Lo, where &quot;N&quot; is an integer and &quot;x&quot; is a number between 0.4 and 0.6, wherein the amplifier comprises a polarization discriminating optic inputting light traveling along a first beam path from the oscillator and having substantially a first linear polarization into the amplifier and outputting light having substantially a linear polarization orthogonal to said first polarization out of said amplifier along a second beam path.
2787 | Method and apparatus for identifying and tracking biological fluids using RFID | A system and method of tracking, assigning and releasing biological fluids. The system and method identifies, assigns and releases biological fluid products from controlled storage based on medical criteria supported by the use of RFID technology. | 1. A biological fluid container identification, tracking and selection system comprising: a tray assembly comprising a plurality of bins, each of said bins configured to support storage of one or more biological fluid containers; the biological fluid containers provided with radio frequency identification (&quot;RFID&quot;) tags; an electronic tray controller coupled to a rechargeable battery; a charging control electronics configured for charging the rechargeable battery; a tray induction coil receiving power by magnetic induction coupling and supplying power to the charging control electronics; a bin status indicator display for each bin, the bin status displays coupled to said electronic tray controller; an RFID bin antenna assembly for each bin, the RFID bin antenna assembly coupled to one or more RFID reader each of which are connected to said electronic tray controller; a fluid management computer with an operator interface, where the fluid management computer is in communication with the electronic tray controller of each tray assembly; whereby the electronic tray controller is able to utilize the RFID reader to detect whether or not the RFID tag of one of the biological fluid containers is within one of the bins, and able to read data from and optionally write data to the RFID tag on a biological fluid container within that bin.
2788 | Employing optical signals for power and/or communication | Apparatus, systems and methods employing contact lens sensors are provided. In some aspects, a contact lens includes a substrate that forms at least a portion of the body of the contact lens; an optical communication device disposed on or within the substrate; and a photodetector disposed on or within the substrate, wherein the photodetector harvests light emitted from a device and generates power from the harvested light. In some aspects, an apparatus comprises a tag having a circuit including: an optical communication device; and a photodetector that harvests light received and generates power from the harvested light. The tag can be disposed on or within a contact lens in various aspects. | 1. A sensing device, comprising: one or more sensors configured to sense one or more biological features; an optical communication device, wherein the optical communication device is configured to modulate light to communicate data to a reader device; and a photodetector, wherein the photodetector is configured to harvest light emitted from the reader device and to generate power from the harvested light, and wherein the photodetector is configured to detect a modulated optical signal from the reader device to receive data from the reader device.
2789 | Patch system for in-situ therapeutic treatment | Discussed generally herein are methods and devices including or providing a patch system that can help in diagnosing a medical condition and/or provide therapy to a user. A body-area network can include a plurality of communicatively coupled patches that communicate with an intermediate device. The intermediate device can provide data representative of a biological parameter monitored by the patches to proper personnel, such as for diagnosis and/or response. | 1. A system comprising: a first patch including: a first flexible, stretchable substrate, a first adhesive on the first flexible, stretchable substrate, the first adhesive configured to temporarily attach the first patch to skin of a user, and first electronics on or at least partially in the first flexible, stretchable substrate, the first electronics including at least one first component to provide therapy to the user and a first wireless radio, and a second patch including: a second flexible, stretchable substrate, a second adhesive on the second flexible, stretchable substrate, the second adhesive configured to temporarily attach the second patch to the skin of the user, and second electronics on or at least partially in the second flexible, stretchable substrate, the second electronics including at least one second component to monitor a first biological parameter of the user; and a wireless communication device communicatively coupled to the first wireless radio of the first electronics, the wireless communication device including processing circuitry to receive data corresponding to the first biological parameter and provide one or more signals to the first patch to adjust an amount of the therapy provided by the first patch.
2790 | Emergency response systems and methods | The present disclosure is an emergency response system that has a wearable device that receives an input from a user and transmits data indicative of the input. In addition, the system has a base station communicatively coupled to the wearable device that receives the data indicative of the input and transmits a test signal requesting a test be performed. Further, the system comprises logic that receives the test signal and initiates a call to the base station based upon the test signal. | 1. An emergency response system, comprising: a wearable device communicatively coupled to a backend computing device via a first communication path, the wearable device configured for receiving a test input from a user and transmitting data indicative of the test input to the backend computing device via the first communication path, the data indicative of the test input comprising data identifying the first communication path; a base station communicatively coupled to the wearable device and communicatively coupled to the backend computing device via a second communication path, the base station configured for receiving the data indicative of the test input from the user and simultaneously transmitting the data indicative of the test input over the first communication path and transmitting the data indicative of the test input over the second communication path; and a processor resident on the backend computing device and communicatively coupled to the wearable device via the second communication path and communicatively coupled to the wearable device via the first communication path, the processor configured to receive the data indicative of the test input from the first communication path and the second communication path simultaneously, the data indicative of the test input comprising an identifier identifying the first and/or second communication path, the processor further configured for initiating a call over the first and/or second communication path as is identified in the data indicative of the test input to determine if the first and/or second communication path is operating properly thereby creating redundancy for testing communications between the wearable device and the backend computing device via the first communication path and the second communication path, the processor further configured to wait for a signal from the first communication path and the second communication path identified in memory for the user and when the processor does not receive a test signal from the first communication path and/or the second communication path, the processor transmits a notification that one or both of the first and/or second communication paths is inoperable.
2791 | Personal audio system using processing parameters learned from user feedback | Learning personal audio systems and methods are disclosed. A learning personal audio system characterizes the digitized ambient sound so as to generate feature data for the digitized ambient sound, instructs a network interface to transmit the feature data to the remote server, requests one or more appropriate sound profiles from the remote server based upon the feature data, receives one or more selected sound profiles, selected by the remote server based upon the feature data, and initiates processing of the digitized ambient sound based upon the one or more selected sound profiles received from the remote server to generate digitized processed sound. The one or more selected sound profiles for the learning personal audio system are based upon sound profiles which are manually selected by a plurality of other users of personal audio systems similar to the learning personal audio system. | 1. A system, comprising: a housing configured to interface with a user'ss ear; an input subsystem disposed within the housing and comprising a microphone, a preamplifier, and an analog to digital converter coupled to one another, wherein the analog to digital converter is configured to convert ambient sound captured by the microphone and amplified by the preamplifier into digitized ambient sound; a network interface configured to receive one or more processing parameter sets from a remote server; a memory configured to store the one or more processing parameter sets received using the network interface, wherein a processing parameter set of the one or more processing parameter sets defines a type and degree of one or more processes to be performed on the digitized ambient sound; a processor in communication with the input subsystem, the network interface, and the memory, the processor configured to: extract feature data from the digitized ambient sound, wherein the feature data includes one or more numerical characterizations of the digitized ambient sound; instruct the network interface to transmit the feature data and metadata to the remote server, wherein the metadata includes an identifier of the processing parameter set used to process the digitized ambient sound, wherein the remote server is configured to determine a consensus processing parameter set associated with the feature data and the metadata at least in part by: grouping the feature data and the metadata received from the network interface with additional feature data and associated metadata received from other personal audio systems; and determining the consensus processing parameter set for the group based upon processing parameters which are manually selected by a plurality of other users of the other personal audio systems; request one or more appropriate processing parameter sets from the remote server; receive one or more processing parameter sets, selected by the remote server based upon the feature data and the metadata, wherein the one or more processing parameter sets selected by the remote server includes the consensus processing parameter set; and initiate processing of the digitized ambient sound based upon the one or more processing parameter sets selected and received from the remote server to generate digitized processed sound; and an output subsystem disposed within the housing and in communication with the processor, the output subsystem comprising a digital to analog converter, an amplifier and a speaker coupled to one another, wherein the digital to analog converter is configured to convert the digitized processed sound into processed output sound outputted by the speaker for the user'ss ear.
2792 | Enhanced wireless communication for medical devices | Methods and apparatuses for wireless communication between medical devices are provided. In some embodiments, commodity low power, low bandwidth communication protocols may be utilized to simultaneously convey multiple signals with high fidelity and reliability. For example, cardiac sound data and ECG data may be compressed using a common ADPCM component and inserted into a common BLE packet structure. Command-control data may also be inserted. Where required command-control data reporting frequency is less than the packet frequency, header bits may be utilized to convey multiple types of command-control data in a given packet byte position. Rolling packet sequence values may be inserted into the common packet structure, for use by receiving devices to identify link integrity failures. | 1. A method for transmitting cardiac data from a wireless sensor to a host device, the method comprising: digitizing cardiac sound data and ECG data received at the wireless sensor; filtering the digitized cardiac sound data and ECG data; compressing the cardiac sound data and the ECG data using an adaptive differential compression component; combining the compressed cardiac sound data and compressed ECG data into a common packet structure; and transmitting the common packet structure from the wireless sensor to the host device via a Bluetooth Low Energy communications link.
2793 | Medicament information system and method | Various exemplary embodiments relate to a method, device, and storage medium including one or more of the following: receiving location information and expiration information; determining a current location of the mobile device; determining that the medicament device is within a predetermined distance from the mobile device; determining that the medicament device is currently associated with an expiration event; outputting an expiration alarm indicating the expiration event in response to determining that the medicament device is within a predetermined distance from the mobile device and that the medicament device is currently associated with an expiration event; receiving, from the user, a request to display a map of a geographic area; displaying, by the mobile device and via a non-operating system application, the map of the geographic area; and displaying an alert icon on the map, wherein the location of the icon on the map is based on the received location information. | 1. A method of displaying information on a user interface of a mobile device for tracking a medicament device, the method comprising: executing, by the mobile device, a medicament tracking application the mobile device comprising processor in communication with machine-readable storage medium that stores the medicament tracking application, wherein executing the medicament tracking application configures the mobile device to perform operations comprising: displaying an application navigation bar on the user interface of the mobile device, the application navigation bar comprising a how-to button and a tracker button; responsive to receiving a selection of the how-to button from a user of the mobile device, accessing instruction data stored on the machine-readable storage medium; displaying a how-to pane on the user interface based on the instruction data, the how-to pane comprising information regarding how to use the medicament device; responsive to receiving a selection of the tracker button, displaying a tracking pane on the user interface, the tracking pane including a profiles button; and responsive to receiving a selection of the profiles button: accessing tracking data that is stored, by the medicament tracking application, in a memory accessible by the mobile device and that identifies a first tracked medicament device and a second tracked medicament device, determining that the first tracked medicament device is associated with a user profile stored in the memory by the medicament tracking application and that the second tracked medicament device is not associated with the user profile, and based on the determination, displaying information about the first tracked medicament device in the tracking pane.
2794 | Electronic cigarette | A USB electronic cigarette has an atomizer section. The atomizer section has a heat chamber configured to receive liquid from a fluid reservoir. A USB connector is formed on the atomizer section. The USB connector includes a USB socket mounted to the atomizer section. A battery section is releasable and detachable from the atomizer section at the USB connector. The USB connector includes a USB protrusion configured to fit into the USB socket. The USB protrusion is mounted to the battery section. A rechargeable battery is housed within the battery section and configured to be recharged via the USB protrusion. A user is provided a smokable USB stick that is USB rechargeable. | 1. A USB electronic cigarette comprising: a. an atomizer section, wherein the atomizer section has a heat chamber configured to receive liquid from a fluid reservoir; b. a USB connector formed on the atomizer section, wherein the USB connector includes a USB socket mounted to the atomizer section; c. a battery section, wherein the battery section is releasable and detachable from the atomizer section at the USB connector, wherein the USB connector includes a USB protrusion configured to fit into the USB socket, wherein the USB protrusion is mounted to the battery section, wherein a rechargeable battery is housed within the battery section and configured to be recharged via the USB protrusion, whereby a user is provided a smokable USB stick that is USB rechargeable; and further including an atomizer housing that has battery section openings configured to receive intake air, wherein the intake air passes through a battery section air channel and exits the battery section at a battery section air passage, wherein air exiting the battery section air passage enters the atomizer section at an atomizer section air channel, wherein air exiting the atomizer section air channel enters a heat chamber.
2795 | Device, system, and method for adjusting biometric sensing rate based on available energy | A wearable health monitoring device includes one or more sensors for sampling biometric parameters of various physiological conditions of the wearer. The device is powered by a variable energy source that has an energy level that changes during operation. A rechargeable battery loses charge as it powers the device. A solar cell or cells can be used to recharge, or maintain charge of the rechargeable battery, or at least provide a supplemental power source to relieve the burden on the rechargeable battery to power the device. In some circumstances, the available energy can become diminished, and the device adjusts the rate at which it performs biometric measurements in order to conserve energy. | 1. A wearable fitness monitoring device, comprising: at least one biometric sensor configured to sense a physiological condition of a wearer to produce a biometric parameter measurement of the physiological condition of the wearer; a processor coupled to the at least one biometric sensor and configured to process the biometric parameter measurement and control a sampling rate at which the biometric parameter measurement is sampled; and a variable energy source contained in the wearable fitness monitor that provides a variable energy level, and wherein power from the variable energy level is provided to the processor and the at least one biometric sensor; wherein the processor controls the sampling rate in proportion to the variable energy level of the variable energy source.
2796 | Expandable lead jacket | Methods, devices and systems for separating an implanted object, such as a lead attached to a cardiac conduction device, from formed tissue within a blood vessel are provided. The methods, devices and systems for separating a lead from the tissue relate to dilating the tissue surrounding the lead from underneath the tissue and/or between the lead and the tissue. | 1. A lead for use with a cardiac conduction device, the lead comprising: a wire; a jacket surrounding at least a portion of the wire; and an expandable member capable of radially expanding the jacket 360 degrees from the longitudinal axis; wherein the expandable member is located between the wire and the jacket; and wherein the expandable member is an inflatable bladder adapted to receive a fluid to facilitate inflation of the inflatable bladder such that the inflatable bladder applies forces radially outwardly to the jacket and radially inwardly to the wire.
2797 | Laser apparatus and method for laser processing a target material | In an embodiment, a laser apparatus comprises a semiconductor laser, e.g., of the VECSEL type, for generating pulsed laser radiation having a pulse duration in the femtosecond range or shorter and having a pulse repetition rate of at least 100 MHz; a selector for selecting groups of pulses from the laser radiation, each pulse group comprising a plurality of pulses at the pulse repetition rate, wherein the pulse groups are time-displaced by at least 500 ns; a scanner device for scanning a focal point of the laser radiation; a controller for controlling the scanner device based on a control program including instructions that, when executed by the controller, bring about the creation of a LIOB-based photodisruption for each pulse group in a target material, e.g. human eye tissue. | 1. A laser apparatus comprising: a semiconductor laser source configured to generate pulsed laser radiation having an ultrashort pulse duration in the femtosecond range or shorter and having a pulse repetition rate of at least 100 MHz; a selector configured to select groups of pulses from the laser radiation, each pulse group comprising a plurality of pulses at a pulse repetition rate of at least 100 MHz, wherein the pulse groups have a group repetition rate of no more than 1 MHz and are time-displaced by at least 500 ns; a scanner device configured to scan a focal point of the pulsed laser radiation; a controller configured to control the scanner device based on a control program including instructions that, when executed by the controller, bring about the creation of a LIOB-based photodisruption in human eye tissue for each pulse group.
2798 | Patch-sized fluid delivery systems and methods | A patch-sized fluid delivery device may include a reusable portion and a disposable portion. The disposable portion may include components that come into contact with the fluid, while the reusable portion may include only components that do not come into contact with the fluid. Redundant systems, such as redundant controllers, power sources, motor actuators, and alarms, may be provided. Alternatively or additionally, certain components can be multi-functional, such a microphones and loudspeakers that may be used for both acoustic volume sensing and for other functions and a coil that may be used as both an inductive coupler for a battery recharger and an antenna for a wireless transceiver. Various types of network interfaces may be provided in order to allow for remote control and monitoring of the device. | 1. A method for delivering an infusion medium to a user, the method comprising: providing a first housing portion and a second housing portion; providing the first housing portion and the second housing portion with connection structure to allow the first housing portion and the second housing portion to be selectively engaged with each other for operation and disengaged from each other to allow disposal of the first housing portion without disposing of the second housing portion; providing a pumping assembly; providing a first exit valve in the pumping assembly wherein the first exit valve inhibits fluid flow from a reservoir to a pump exit; operatively connecting a shape-memory alloy drive device to the pumping assembly, to selectively move the pumping assembly; providing a dispensing assembly downstream from the pumping assembly, and in fluid communication with the reservoir by a flow line; providing an exit assembly downstream from the dispensing assembly, the exit assembly in fluid communication with the pump exit.
2799 | Power and data transfer in hearing prostheses | Embodiments presented herein are generally directed to techniques for separately transferring power and data from an external device to an implantable component of a partially or fully implantable medical device. The separated power and data transfer techniques use a single external coil and a single implantable coil. The external coil is part of an external resonant circuit, while the implantable coil is part of an implantable resonant circuit. The external coil is configured to transcutaneously transfer power and data to the implantable coil using separate (different) power and data time slots. At least one of the external or internal resonant circuit is substantially more damped during the data time slot than during the power time slot. | 1. An implantable medical device, comprising: an implantable resonant circuit comprising an implantable coil; and an external resonant circuit comprising an external coil configured to transcutaneously transfer power and data to the implantable coil using separate power time slots and data time slots, respectively, wherein a peak amplitude of current used to drive the external coil during the data time slots is lower than a peak amplitude of current used to drive the external coil during the power time slots, and wherein at least one of the external or implantable resonant circuit is substantially more damped during the data time slots than during the power time slots.
2800 | Wearable USB device assembly | Tracking and monitoring athletic activity offers individuals with additional motivation to continue such behavior. An individual may track his or her athletic activity by utilizing a wearable device assembly configured to monitor various aspects of athletic performance. In some embodiments, the wearable device assembly may comprise a USB-type device having athletic functionality and configured to transmit to and/or receive data from an external computing device. | 1. A wearable device assembly comprising: a housing containing an internal battery, and further having a first end and a second end; a USB connector attached to the first end of the housing, wherein the USB connector transmits to, and receives data from, an external computing device, and wherein the USB connector transmits power, received from an external power source, to the internal battery; a user input system; a controller supported by the housing, the controller having a first sensor operably associated therewith wherein the first sensor detects a first parameter of an athletic performance of a user; a first receiver member defining an opening to removably receive the USB connector, wherein the first receiver member includes at least a second sensor configured to be operably associated with the controller when the USB connector is received within the opening of the first receiver member, and wherein the second sensor detects a second parameter of the athletic performance of the user; a processor; and a memory storing computer readable instructions that, when executed by the processor, cause the wearable device assembly to at least: receive a user input through the user input system, wherein the received user input initiates a performance monitoring session; and in response to receiving the user input, transmit, to a computing device, performance data obtained by at least one of the first sensor and the second sensor.
2801 | Method and apparatus for using light emitting diodes for curing | The present invention provides a method and apparatus for using light emitting diodes for curing in various applications. The method includes a novel method for cooling the light emitting diodes and mounting the same on heat pipe in a manner which delivers ultra high power in UV, visible and IR regions. Furthermore, the unique LED packaging technology of the present invention that utilizes heat pipes performs far more efficiently in much more compact space. This allows much more closely spaced LEDs operating at higher power and brightness. | 1. An apparatus for transporting thermal energy, the apparatus comprising: at least one heat pipe, each heat pipe having a first end and a second end; a cavity formed in each heat pipe; a wicking structure within the cavity, said wicking structure including a capillary-action material extending from the first end to the second end; and a light emitting device mounted to a tip body end surface on the first end of each heat pipe; wherein said wicking structure extends over and substantially covers the tip body end surface immediately under the light emitting device.
2802 | Methods and databases for identifying nuclides | A method for correctly identifying at least one source, in particular at least one nuclide, enclosed in a human body and/or a container, is provided, the method comprising the following steps: detecting and measuring the at least one source by means of a gamma spectroscopic device; identifying, in a first estimation step, the at least one source by means of a standard nuclide identification procedure for evaluating a measured first spectrum of the at least one source; applying a second estimation step on the basis of the result of the first estimation step, wherein the result of the first estimation step is used for acquiring a plurality of second spectra of the at least one source found by the standard nuclide identification procedure for a plurality of absorption scenarios and for a plurality of scattering scenarios; and comparing the measured first spectrum with a scatter and absorber spectrum obtained from the plurality of second spectra generated in the second estimation step. | 1. A method for identifying at least one radiating source, including at least one nuclide, which is at least partially enclosed by a predetermined material, the method comprising: estimating at least one radiating source in a measured spectrum (μ(E)) using a predetermined gamma spectroscopic device; comparing the measured spectrum with absorption spectra and scattering spectra from a database comprising data representing spectra for a plurality of absorption scenarios and for a plurality of scattering scenarios related to the at least one estimated source; determining, on the basis of the compared scenarios, information (α) relating to the material (x) by which the radiating source is at least partially enclosed.
2803 | System and approach for integration of parameters from wearable cloud connected access control devices | A system and approach for integrating of health parameters from wearable cloud connected access control devices to provide life safety measures, and also for controlling access to facilities. A monitoring system may incorporate a device for a wearer or holder and a sensor at an entrance to or exit from a specified facility, and a processor connected to the sensor. The device may sense a parameter of the wearer or holder selected from a group of items incorporating heartbeat, blood pressure, blood oxygen, pulse rate, and body temperature. If the selected parameter indicates an abnormal or worsening condition, then the wearer or holder may obtain access to a hospital or health care facility. Health professionals may hold or wear a device that permits them to enter a restricted facility to aid a person within the facility needing medical assistance. | 1. A monitoring system comprising: a device for a holder; a sensor that detects information on the device at an entrance to or exit from a specified facility having limited access; and a processor connected to the sensor; and wherein: detected information on the device permits the holder to enter or leave the specified facility; the sensor reads the device if the device is within a predetermined distance from the sensor; signals from the sensor read from the device go to the processor which determines from the signals whether the device holder is allowed to enter or leave the specified facility; and the device monitors one or more health parameters of the holder.
2804 | Mobile computing weight, diet, nutrition, and exercise management system with enhanced feedback and goal achieving functionality | An illustrative mobile computing device executing weight, nutrition, health, behavior and exercise application software serves as a simulated combination personal trainer and dietician/nutritionist for the user using comprehensive databases storing personalized health, nutrition and exercise information. A mobile computing device, such as a smartphone, executing such software monitors, tracks and/or adjusts caloric intake, energy expenditure taking into account nutritional information and behavioral factors. The mobile computing device receives food consumption, exercise-related, behavior and other input using speech input and the device's GPS subsystem to ease data entry burden on users and to promote continued long-term usage. The system rewards user goal achievement in an automatic, seamless manner, through, for example, downloading music, books, or other media. In illustrative implementations, the system assists users to make healthy food and exercise choices by using a comprehensive color code system to identify good choices, bad choices and those in between. | 1. A hand-held mobile nutrition and physical activity management computing device having a housing sized to be held in a user'ss hand comprising: a storage subsystem for storing health-related information including a user profile, said storage subsystem being operable to store health information about a user, including body weight, height, pulse rate information, a body fat-related parameter, a calories burned goal, and handicap-related information, said storage subsystem being further operable to store food-related information including nutrient data, and to store physical activity-related information including exercise data; a touch screen display in said housing operable to display food-related information and physical activity-related information to said user; a user interface operable to receive input from said user and to communicate output to said user, said user interface including a plurality of user interface displays displayable on said touch screen display, said user interface being operable to display: a user profile-related symbol, a food-related symbol, and a physical activity-related symbol; said user interface further including an audio input device being operable to receive speech signals from a user, and wherein said storage subsystem includes memory locations storing a set of instructions for performing speech recognition; a digital camera in said housing being operable to generate image data; a GPS receiver in said housing operable to receive GPS data; a pedometer in said housing operable to generate step-related data; a communication interface operable to communicate with external devices over the Internet, said communication interface being operable to receive user health-related information over the Internet; a processing subsystem, operatively coupled to said user interface, said digital camera, said GPS receiver, said pedometer, said communication interface, said touch screen display, and said storage subsystem, said processing subsystem including: a food monitor, operatively coupled to said storage subsystem and being operable to track nutrient data related to a user-selected food including the amount of protein and fat; said food monitor being further operable to generate a nutritional rating based at least in part on a combination of nutrient parameters in said user-selected food, wherein said nutritional rating, with respect to at least one health-related goal, ranges from a rating indicating a relatively undesirable combination of nutrient parameters to a rating indicating a relatively desirable combination of nutrient parameters; said food monitor being further operable to generate a display of said nutritional rating to said user via said user interface on said touch screen display; said food monitor being further operable to store nutrient data including the amount of protein and fat in said user-selected food; said food monitor being further operable to generate a display of said amount of protein and fat in said user-selected food; and a physical activity monitor, operatively coupled to said storage subsystem and being operable to receive physical activity-related information including data related to a first exercise expected to be performed by said user; said physical activity monitor being operable to store the calories expected to be burned by said user upon performing said first exercise; said physical activity monitor being operable to receive physical activity-related information including data related to a second exercise expected to be performed by said user; said physical activity monitor being operable to store the calories expected to be burned by said user upon performing said second exercise; said physical activity monitor being further operable to add the calories burned by said user upon performing said second exercise to the calories burned by said user upon performing said first exercise, to provide cumulative calories burned information; said physical activity monitor being further operable to store said cumulative calories burned information by said user in said storage subsystem; said physical activity monitor being further operable to generate a display of said cumulative calories burned information and said calories burned goal, to thereby show progress made by said user towards meeting said calories burned goal; said physical activity monitor being further operable, utilizing user location data received from said GPS receiver, to determine the current location of a motion-related exercise and to determine user distance traveled during said motion-related exercise; said physical activity monitor being further operable to link each of a plurality of motion-related exercises with an associated plurality of exercise parameter combinations; said plurality of motion-related exercises ranging from a slow walking exercise associated with an exercise parameter combination that may be performed by users with a relatively low fitness level, to further motion-related exercises associated with exercise parameter combinations that require increasingly higher user fitness levels to perform, based upon a comparison of exercise parameter combinations associated with said further motion-related exercises; said physical activity monitor being further operable to receive said step-related data from said pedometer and to determine the number of steps taken by said user; said touch screen display being further operable to display said amount of protein and fat in said user-selected food, to display said cumulative calories burned information, to display said calories burned goal, and to display the number of steps taken by said user.
2805 | Energy harvesting with two conducting antenna within different substances | A system is presented for harvesting electromagnetic energy propagating in surroundings. The system comprises an antenna unit, a harvesting unit, and an input signal adapting circuit. The antenna unit is configured for receiving external electromagnetic radiation from the surroundings and producing a corresponding electric output. The harvesting unit comprises at least one energy harvesting circuit each configured and operable for receiving signals indicative of the output of the antenna unit and generating and storing corresponding electric charge, the harvesting circuit comprising: a rectifying unit comprising a plurality of rectifiers each configured and operable to receive AC electric signals and generate corresponding DC electric power; and a charge collection unit configured and operable to receive the plurality of DC electric powers from said rectifying unit and converting and accumulating them into the electric charge presenting harvested energy. The input signal adapting circuit has an input connected to the antenna unit and an output connected to the rectifying unit, the input signal adapting circuit being configured and operable for adjusting a predetermined electrical property of the antenna unit and rectifying unit to thereby optimize receipt of the electric output of the antenna unit to the harvesting circuit. | 1. An antenna unit configured and operable for receiving external electromagnetic radiation from surroundings and producing a corresponding output electric signal, said antenna unit comprising at least two conductive elements positioned in at least two different transmission media being different substances that are different in at least one of electric and magnetic properties, such that received external electromagnetic radiation creates a potential difference between the at least two conductive elements producing an output electric signal, thereby allowing uptake of the external electromagnetic radiation from the surroundings.
2806 | Far field telemetry operations between an external device and an implantable medical device during recharge of the implantable medical device via a proximity coupling | Far field telemetry operations are conducted between an external device and an implantable medical device while power is being transferred to the implantable medical device for purposes of recharging a battery of the implantable medical device. The far field operations may include exchanging recharge information that has been collected by the implantable medical device which allows the external device to exercise control over the recharge process. The far field operations may include suspending far field telemetry communications for periods of time while power continues to be transferred where suspending far field telemetry communications may include powering down far field telemetry communication circuits of the implantable medical device for periods of time which may conserve energy. The far field operations may further include transferring programming instructions to the implantable medical device. | 1. A method of interacting with and recharging an implantable medical device, comprising: establishing a far field telemetry communication session with the implantable medical device; transferring wireless recharge energy over a proximity coupling to the implantable medical device during the far field telemetry communication session; receiving recharge information from the implantable medical device via far field telemetry signals of the far field telemetry communication session while transferring wireless recharge energy to the implantable medical device; and after receiving the recharge information, suspending the far field telemetry communication session to place a far field telemetry circuit of the implantable device into a deactivated state for a period of time while transferring wireless recharge energy to the implantable medical device.
2807 | Method and system for direct communication | Information is communicated to an individual by directing an acoustic signal transcranially to a target region in the brain. The target region is stimulated to produce a cognitive effect, and the cognitive effect is modulated or encoded to carry the desired information. | 1. A method for communicating information to an individual, said method comprising: translating the information into a series of energy pulses for transmission to one or more target regions of a brain of the individual, and directing the series of energy pulses to the one or more target regions of the brain through a cranium of the individual to produce a cognitive effect which the individual perceives as the information.
2808 | Secure pairing of eHealth devices and authentication of data using a gateway device having secured area | A gateway device, system, and method are presented for securely obtaining health information from a personal medical device. The system installs a gateway application in a gateway device. The gateway application executes in a secure area of the gateway device. The system establishes first secure communications with the gateway application and receives aggregated personal medical device information from the gateway application. The gateway application establishes second secure communications with a personal medical device and receives information from the personal medical device via the second secure communications. The gateway application aggregates information from the personal medical device and send the aggregated information to the system via the first secure communications. | 1. A gateway device comprising: a memory; a communications interface configured to receive a gateway application from a relying system (RS): and a hardware processor coupled to the memory and the communications interface and configured to execute the gateway application in a secure area of the hardware processor and the memory, wherein the gateway application is configured to cause the hardware processor to: establish a first secure communications link with a personal medical device (PMD) by exchanging one or more security certificates with the PMD, wherein the one or more security certificates includes a self-signed certificate; establish a second secure communications with the RS; receive information from the PMD via the first secure communications link; and send aggregated received information to the RS via the second secure communications link.
2809 | Multifactor authentication through wearable electronic device | A method to implement multifactor authentication of a user may include performing biometric authentication of a person that bears the wearable electronic device and at least one of: performing knowledge-based authentication of the person or presenting an access control token of the wearable electronic device to an access reader that performs token-based authentication of the person. Performing biometric authentication may include receiving a first biometric signal generated by a wearable electronic device and determining a person-specific biometric characteristic of the person therefrom; comparing the person-specific biometric characteristic to a user-specific biometric characteristic of the user determined from a second biometric signal generated when the wearable electronic device was born by the user; and based on the comparing, determining a confidence level that the person is the user to determine a positive or negative authentication of the person as the user. | 1. A method to implement multifactor authentication of a user with a wearable electronic device of the user, the method comprising: performing biometric authentication of a person that bears the wearable electronic device, including: receiving one or more first biometric signals generated by one or more sensors of the wearable electronic device, the one or more first biometric signals indicative of one or more person-specific biometric characteristics of the person; determining the one or more person-specific biometric characteristic of the person from the one or more first biometric signals; comparing the one or more person-specific biometric characteristics to one or more user-specific biometric characteristics of the user determined from one or more second biometric signals generated by the one or more sensors of the wearable electronic device at one or more previous times when the wearable electronic device was borne by the user; and based on the comparing, determining a confidence level that the person is the user to determine a positive or negative biometric authentication of the person as the user; presenting an access control token of the wearable electronic device to an access reader that performs token-based authentication of the person, wherein the access control token presented to the access reader is an authorized access control token and the access reader is configured to grant the person access to an access-restricted resource based solely on the access control token being an authorized access control token; in response to the confidence level being below a threshold confidence level, causing a challenge question to be presented to the person; making a positive authentication of the person as the user in response to receiving an answer to the challenge question that matches an expected answer to the challenge question; making a negative authentication of the person as the user in response to not receiving an answer to the challenge question or in response to receiving an answer to the challenge question that does not match the expected answer; granting the person access to the access-restricted resource based on the access control token being an authorized access control token even when a negative authentication based on biometric authentication and/or knowledge based authentication occurs; and in response to the negative authentication, triggering a followup that would not be triggered absent the negative authentication.
2810 | Active noise reduction engine speed determining | An active noise reduction system using adaptive filters. A method of operation the active noise reduction system includes smoothing a stream of leakage factors. The frequency of a noise reduction signal may be related to the engine speed of an engine associated with the system within which the active noise reduction system is operated. The engine speed signal may be a high latency signal and may be obtained by the active noise reduction system over audio entertainment circuitry. | 1. A method for operating an active noise reduction system in a vehicle comprising: receiving a low latency signal representative of engine speed from a vehicle data bus; transmitting a high latency signal representative of engine speed based on said low latency signal on a separate data bus; processing the high latency signal to provide a noise reduction reference signal at a reference frequency, the reference frequency related to the engine speed; determining whether an audio signal input from an audio source fulfils a triggering condition; setting a leakage factor depending on the triggering condition; and processing the noise reduction reference signal using the leakage factor to generate a noise reduction audio signal at a frequency corresponding to a predetermined multiple of the reference frequency.
2811 | Container-located information transfer module | Techniques are described herein that transfer information using a container-located module. The module is coupled to sensor(s) that are configured to detect characteristic(s) pertaining to a medical substance that is included in a medical container. The module wirelessly transfers information that is based on the characteristic(s) to a requesting device in response to a request from the requesting device. | 1. A system comprising: a supporting structure of a medical container, the supporting structure having an interior surface that defines an interior volume configured to contain a medical substance that is a liquid or a gas; at least one sensor located in the interior volume that is configured to detect one or more characteristics pertaining to the medical substance, the at least one sensor comprising a first sensor configured to change from a first state to a second state based on the first sensor detecting a first instance of a first characteristic of the one or more characteristics; and an information transfer module located externally to the medical container and is communicatively connected to the at least one sensor via one or more electrical conductors, the information transfer module comprising processing logic configured to reset the first sensor from the second state to the first state to enable the first sensor to be re-used to detect a second instance of the first characteristic at a time subsequent to the first sensor detecting the first instance of the first characteristic.
2812 | Calendar integration methods and systems for presentation of events having combined activity and location information | A method includes receiving geo-location data collected over time period. The geo-location data is associated with a monitoring device. The method further includes receiving motion tracking data of the monitoring device. The motion tracking data is collected over time period. The method includes identifying one or more activities. The activities are identified based on inference rules that identify certain activities to have occurred when at least part of the motion tracking data is correlated to the received geo-location data. The method further includes defining a metric for one or more of the identified activities. The metric is associated to a calendar date. The method includes sending the metric to a calendar application with integration instructions. The integration instructions define the calendar date to which the metric will be added. | 1. A method comprising: under control of a monitoring device wearable by a user, the monitoring device comprising a device locator configured to record a geolocation of the monitoring device, a time measurement device configured to record a time, a user interface configured to render a calendar application, and a processor: determining by the device locator of the monitoring device a geo-location of the monitoring device, the geo-location including a longitude and a latitude; capturing, by the time measurement device, a time period for which the monitoring device is used at the geo-location; capturing metric data using a motion sensor of the monitoring device, wherein the metric data comprises a displacement of the monitoring device over the time period with reference to an xyz co-ordinate system; determining by the processor of the monitoring device that a type of activity was not performed by the user based on the geo-location and the metric data during the time period; adding the type of activity not performed by the user to the calendar application associated with the time period to indicate the type of activity not performed by the user during the time period, wherein the type of activity is associated with traversing a pre-determined amount of distance; and generating integration instructions comprising an indication of the type of activity not performed by the user, wherein the integration instructions cause the user interface of the monitoring device to render the calendar application with the indication of the type of activity not performed by the user during the time period.
2813 | Systems and methods for processing and transmitting sensor data | Systems and methods for processing, transmitting and displaying data received from an analyte sensor, such as a glucose sensor, are provided. The data can be displayed on a hand-held display device having a display such as a key fob device including a user interface, such as an LCD and one or more buttons that allows a user to view data, and a physical connector, such as USB port. | 1. A method for exchanging analyte information among communication devices, the method comprising: periodically opening, using a first communication device associated with an analyte sensor, a communication window for a duration of time within which the first communication device can exchange data with one or more second communication devices configured to provide user access to analyte values and/or information derived from analyte values, and wherein the first communication device comprises a sensor electronics module configured to couple to the analyte sensor and generate a data stream representative of a measured analyte level of a host; establishing a communication channel with a primary device of the one or more second communication devices only during a first time period dedicated to connecting with a primary device within the duration of time, wherein establishing the communication channel with a primary device comprises determining if a received request for establishing a communication channel is from a primary device; and establishing a communication channel with one or more secondary devices of the one or more second communication devices only during a second time period dedicated to connecting with a secondary device within the duration of time different from the first time period, wherein establishing the communication channel with the one or more secondary devices comprises determining if a received request for establishing a communication channel is from a secondary device.
2814 | System for manufacturing a swallowable sensor device | Methods and systems for manufacturing a swallowable sensor device are disclosed. Such a method includes mechanically coupling a plurality of internal components, wherein the plurality of internal components includes a printed circuit board having a plurality of projections extending radially outward. A cavity is filled with a potting material, and the mechanically coupled components are inserted into the cavity. The cavity may be pre-filled with the potting material, or may be filled after the mechanically coupled components have been inserted therein. A distal end of each projection abuts against a wall of the cavity thereby preventing the potting material from covering each distal end. The cavity is sealed with a cap causing the potting material to harden within the sealed cavity to form a housing of the swallowable sensor device, wherein the distal end of each projection is exposed to an external environment of the swallowable sensor device. | 1. A system for manufacturing a swallowable sensor device, comprising: means for mechanically coupling a plurality of internal components of the swallowable sensor device, wherein the plurality of internal components includes a printed circuit (PC) board having a plurality of projections extending radially outward; means for filling a cavity with a potting material; means for inserting the mechanically coupled components into the cavity, a distal end of each projection abutting against a side wall of the cavity thereby preventing the potting material from covering the distal end of each projection; and means for sealing the cavity with a cap, wherein the potting material hardens within the sealed cavity to form a housing of the swallowable sensor device such that the distal end of each projection is exposed to an external environment of the swallowable sensor device.
2815 | Methods and systems of an adjustable bed | Aspects of this invention relate to an adjustable bed that may include one or more articulating portions, and may include one or more components, including an air inflatable mattress associated with the adjustable bed frame, a programmable logic controller, a remote memory storage facility, a remote storage location of user preferences, a cell phone remote control, a modular control device, an air purification facility, a power outlet controller, a Bluetooth remote control, an ultra wide band remote control, a wireless USB remote control, and the like. | 1. An adjustable bed facility comprising: an adjustable bed frame comprising one or more articulating portions; a memory, associated with the adjustable bed facility, storing adjustable bed frame position information and an indicator of possible positioning locations; an air mattress associated with the adjustable bed frame; an air pump associated with the air mattress and adapted to regulate air pressure in the air mattress; at least one controller associated with the adjustable bed frame and adapted to control at least one of the adjustable bed frame and the air pump; a remote control which is (i) adapted to control multiple aspects of the adjustable bed facility, the multiple aspects comprising a position of the adjustable bed frame and an operation of the air pump, (ii) adapted to establish at least one communication link between the at least one controller and the remote control, (iii) adapted to control the multiple aspects of the adjustable bed facility by way of communications over the at least one communication link from the remote control to the at least one controller, and (iv) adapted to store, as a global command, a user-input command sequence for controlling the multiple aspects of the adjustable bed facility, the user-input command sequence comprising a series of user-input commands to control at least the position of the adjustable bed frame and the operation of the air pump to regulate the air pressure of the air mattress as the multiple aspects of the adjustable bed facility, wherein the remote control is adapted to receive the user-input command sequence for the global command from a user.
2816 | Biocompatible, human implantable apparatus and method for fully encasing a circuit within a polymer housing | A biocompatible, human implantable apparatus and a method for fully encasing a circuit within a polymer housing. The method may include placing the circuit in a mold, injecting a formulation into the mold, and polymerizing the formulation. The formulation may include monomers and polymers. The apparatus may include a circuit in a polymerized formulation of monomers and polymers. | 1. A method for fully encasing a circuit within a polymer housing, comprising: at least partially covering the circuit with an epoxy, wherein a sufficient amount of epoxy is used to cover the circuit so that the resulting surface topology is substantially smooth, some or all of the epoxy comprises a light blocking pigment, and the light blocking pigment is black; placing the epoxy-covered circuit in a mold; injecting a formulation comprising monomers and polymers into the mold; and polymerizing the formulation to form a fully-enclosed housing for the circuit; wherein the epoxy is located between the circuit and the polymerized formulation.
2817 | Real-time multi-functional ECG signal processing system, DSPE for the ECG signal processing system, and method thereof | An electrocardiogram (ECG) signal processing system is provided. The ECG signal processing system comprises an analog-to-digital converter (ADC) configured to convert an input analog ECG signal into a digital ECG signal, and a digital signal processing engine (DSPE) coupled to the ADC to receive the digital ECG signal. The DSPE is configured to decompose and reconstruct the digital ECG signal. A dynamic system clock source is coupled to the ADC and the DSPE for dynamic signal sampling, the dynamic system clock source clocking the ADC and the DSPE at a first frequency f 1 to detect one or more first parameters of the input analog ECG signal and at a second frequency f 2 to detect one or more second parameters of the input analog ECG signal. | 1. An electrocardiogram (ECG) signal processing system, the ECG signal processing system comprising: an analog-to-digital converter (ADC) operable for sampling an input analog ECG signal at a first frequency f1 and a second frequency f2 to convert the input analog ECG signal into a digital ECG signal; a digital signal processing engine (DSPE) coupled to the ADC to receive the digital ECG signal, the DSPE being configured to sample the digital ECG signal at the first frequency f1 and the second frequency f2 to decompose and reconstruct the digital ECG signal; and a dynamic system clock source coupled to the ADC and the DSPE for dynamic adaptive signal sampling, the dynamic system clock source clocking the ADC and the DSPE at the first frequency f1 to detect one or more first parameters of the input analog ECG signal and at the second frequency f2 to detect one or more second parameters of the input analog ECG signal, wherein the DSPE comprises: a wavelet transformation (WT) unit, the WT unit comprising a plurality of scales, wherein the WT unit is adapted to decompose the digital ECG signal into a plurality of wavelets, each wavelet being output from one of the plurality of scales; and a plurality of signal processing blocks, each of the signal processing blocks coupled to one or more outputs of the plurality of scales and configured to receive and process the one or more wavelets from the respective outputs, wherein the signal processing blocks provide processing functions which differ from one another, wherein the plurality of signal processing blocks comprise a cardiac features extraction block, the cardiac features extraction block receiving a high pass filtering of a predetermined one of the plurality of scales, wherein the cardiac features extraction block is configured to process a QRS complex extraction when the dynamic system clock source is clocking the ADC and the DSPE at the first frequency f1, and to process P wave extraction and T wave extraction when the dynamic system clock source is clocking the ADC and the DSPE at the second frequency f2.
2818 | Indicator and analytics for sensor insertion in a continuous analyte monitoring system and related methods | The present embodiments provide systems and methods for, among others, tracking sensor insertion locations in a continuous analyte monitoring system. Data gathered from sensor sessions can be used in different ways, such as providing a user with a suggested rotation of insertion locations, correlating data from a given sensor session with sensor accuracy and/or sensor session length, and providing a user with a suggested next insertion location based upon past sensor accuracy and/or sensor session length at that location. | 1. A method for continuous analyte monitoring including a continuous analyte monitoring system having a sensor coupled to a transmitter unit in wireless communication with a device having a display, the method comprising: initiating a sensor session of the sensor with the transmitter unit; displaying, using an input module of the device, a diagram of a body on the display; receiving as an input, via the diagram, a location on the body where the sensor was inserted into skin of a host; storing the location; and correlating data from the sensor for the sensor session with the location using a correlation engine, wherein the data includes quantitative data regarding one or more sensor sessions corresponding to one or more sensor insertion locations, wherein the quantitative data comprises at least one of sensor accuracy, sensor session length, sensor baseline, sensor sensitivity, sensor sensitivity decline over time, sensor performance vs. past performance in a same person, sensor performance vs. a population of users, sensor performance by days or wear, sensor performance by geographical location, sensor performance by external environment, sensor performance by activity level, data indicative of signal noise, time spent out of communication range, adhesive data, reliability, data capture, noise metrics, detected faults, end of life metrics, or confidence levels.
2819 | Cognitive composite parameters and uses thereof for evaluating multiple sclerosis | Methods, systems and kits for the identification, assessment and/or treatment of a subject having multiple sclerosis are disclosed. | 1. A method of treating or preventing multiple sclerosis (MS), in a subject having MS, or at risk of developing MS, comprising: acquiring a value of a composite parameter from the subject, said composite parameter comprising a first value for an attention and/or processing speed (PS) factor and a second value for a memory factor, wherein: (i) the first value is acquired by obtaining an average of scores from at least one assessment of one or both of complex scanning or visual tracking, and at least one or two assessment(s) of processing speed, flexibility or calculation ability, and (ii) the second value is acquired by obtaining an average of scores from at least one or two assessments indicative of verbal learning and delayed recall, combined with at least one or two assessments indicative of visual learning and delayed recall; and responsive to said value, administering to the subject an MS therapy in an amount sufficient to reduce one or more symptoms associated with MS, wherein, in response to an increased value of said composite parameter relative to a reference value, the MS therapy is initiated or continued; and wherein, in response to a decreased value of said composite parameter relative to a reference value, the MS therapy is modified or an alternative MS therapy is used.
2820 | Smart phone having functions of diagnosing and treating illness | Smart phones capable of detecting electrical impedances of and providing electronic pulse stimuli to acupuncture points located on a human body are disclosed. An example smart phone is equipped with a hardware diagnosis module and a hardware treatment module that function based on the principle of holography of protruding parts of the human body, in addition to having regular smart phone functions. The diagnosis module may receive electrical impedance data detected from protruding parts of a human body and determine the type of illness according to the analog electrical impedance data. The treatment module may generate electronic pulse stimuli on acupoints located on the human body (such as ears, hands and feet), thereby performing electronic acupuncture treatment. The example smart phone may also detect blood pressure, heart rate, blood oxygen value and blood glucose values of the human body. | 1. A smart phone, comprising: a hardware diagnosis module; a hardware treatment module; a first plughole connected with the diagnosis module; a second plughole connected with the treatment module; a non-transitory memory; and one or more hardware processors coupled to the non-transitory memory and configured to execute instructions to cause the system to perform operations comprising: obtaining, via the first plughole, from an external detecting device, illness detecting data detected by the external detecting device; identifying, using the diagnosis module, a type of illness according to the illness detecting data; producing, using the treatment module, one or more therapeutic electronic pulses based on the identified type of illness; outputting the one or more therapeutic electronic pulses to one or more external therapeutic electrodes via the second plughole; and generating a treatment waveform based on which the one or more therapeutic electronic pulses are produced, wherein the treatment waveform is a composite waveform of a continuous wave, an intermittent wave, and a density wave.
2821 | System for convergence of alarms from medical equipment | A device for processing alarms includes a processor and a computer-readable medium storing instructions which, when executed by the processor, cause the processor to perform various operations. The operations include receiving a first alarm from a first diagnostic device and determining a location associated with a first user. When the location associated with the first user is determined to be proximate to a device, the operations further include presenting a first verbal alert indicating that the first diagnostic device is presenting the first alarm. When the location associated with the first user is determined to be not proximate to the device, the operations further include sending a first notification message to a first mobile device of the first user indicating that the first diagnostic device is presenting the first alarm. | 1. A device, comprising: a processor; and a computer-readable medium storing instructions which, when executed by the processor, cause the processor to perform operations, the operations comprising: receiving a first alarm from a first diagnostic device; determining a location associated with a first user; when the location associated with the first user is determined to be proximate to the device, presenting a first verbal alert indicating that the first diagnostic device is presenting the first alarm; determining a location associated with a second user; presenting the first verbal alert indicating that the first diagnostic device is presenting the first alarm, when the location associated with the second user is determined to be proximate to the device and when the first verbal alert has not previously been presented; and when the location associated with the second user is determined to be not proximate to the device, sending a notification message to a mobile device of the second user indicating that the first diagnostic device is presenting the first alarm.
2822 | Method of verifying a surgical operation image matching and method of compensating a surgical operation image matching | In order to verify a surgical operation image matching, a model of a target is manufactured. Then, a reference body is attached to the model. Then, three-dimensional reference data regarding to the model is obtained. Then, grid patterned light is emitted onto the model to obtain reflection image. Then, three-dimensional shape is measured from the reflection image, and measurement image is obtained from the three-dimensional shape. Then, the measurement image and previously obtained three-dimensional reference data are matched. Then, reference position of the target in the three-dimensional reference data is compared with estimated position of the target, which is estimated by the reference body in the measurement image. Therefore, the matching of the surgical operation can be verified. | 1. A method of verifying a surgical operation image matching in which a three-dimensional reference image of a target acquired before surgery and a three-dimensional measurement image of the target are matched, the method comprising: obtaining by a shape measurement apparatus, three-dimensional reference image of a model including the surgical area, wherein the model is physically manufactured and a reference object is physically attached to the model; providing, by the shape measurement apparatus, grid patterned light onto the model and the reference object to obtain a reflection image of the model and the reference object; measuring, by the shape measurement apparatus, a three-dimensional shape of the model and the reference object by using the reflection image to obtain a three-dimensional measurement image of the model and the reference object from the three-dimensional shape; matching, by a processor, the three-dimensional measurement image of the model and the reference object and the three-dimensional reference image of the model and the reference object based on a surface of the model; obtaining, by the processor, a reference position of the target in the three-dimensional reference image of the model and the reference object and an estimated position of the target, wherein the estimated position of the target is a position estimated relatively from the reference object in the three-dimensional measurement image of the model and the reference object; comparing, by the processor, the reference position of the target with the estimated position of the target; and verifying, by the processor, the surgical operation image matching based on a result of the comparison.
2823 | System for storing and sanitizing complex devices | A system and apparatus for sanitizing devices with complex shapes. The system is comprised essentially of a mechanism for emitting sanitizing electromagnetic radiation within an enclosed compartment. The apparatus may be light-tight such that the radiation is contained within the apparatus. It may be configured to emit a plurality of sanitizing wavelengths. The apparatus may also be sound-tight, limiting or preventing the transmission of acoustic sounds made by the devices being sanitized. The apparatus may include a series of reflective and refractive apparatuses to alter the reflection path of the emitted electromagnetic radiation, allowing the apparatus to be used for devices with complex shapes. The enclosure may include support devices, such as dividers and support plates, that may be transparent to the electromagnetic radiation. The apparatus may include a locking mechanism. The system may include a control module including a user interface. | 1. An apparatus configured to sanitize user devices, the apparatus comprising: at least one enclosure comprised of a top half and a bottom half; at least one emitter configured to emit electromagnetic radiation, the at least one emitter disposed within at least one of the top half or the bottom half of the at least one enclosure; at least one reflective surface disposed within at least one of the top half or the bottom half of the at least one enclosure; at least one reflective grid disposed in at least one of the top half or the bottom half of the at least one enclosure, the at least one reflective grid configured to reflect the electromagnetic radiation in a plurality of directions; at least one power module configured to at least power the at least one emitter; and at least one control module configured to control the apparatus.
2824 | Wireless recharging system and method for flexible implantable subcutaneous medical device | Flexible subcutaneous implantable medical device (IMD), including an elongated and flexible body ( 256 ), a plurality of electronic components, at least one rechargeable battery ( 426 ), at least one antenna ( 260, 422 ), at least one lead ( 254 ) and at least one transition unit ( 252 ), the antenna for receiving and transmitting electromagnetic radiation and the lead for providing an electric shock, wherein the elongated and flexible body is structured from a plurality of units, wherein a first one of the plurality of units encapsulates the rechargeable battery, wherein each one of the other plurality of units respectively encapsulates a respective one of the plurality of electronic components, wherein the antenna is positioned in the transition unit, wherein the transition unit is covered with a biocompatible polymer, wherein the antenna receives electromagnetic radiation for recharging the rechargeable battery and wherein the antenna includes a copper coil having a generally cylindrical shape. | 1. Flexible subcutaneous implantable medical device (IMD), comprising: an elongated and flexible body; a plurality of electronic components; at least one rechargeable battery, for powering said plurality of electronic components; at least one antenna, for receiving and transmitting electromagnetic radiation; at least one lead, for providing an electric shock; and at least one transition unit, for coupling said at least one lead to at least one end of said elongated and flexible body, wherein said elongated and flexible body is structured from a plurality of units; wherein a first one of said plurality of units encapsulates said at least one rechargeable battery; wherein each one of said other plurality of units respectively encapsulates a respective one of said plurality of electronic components; wherein said at least one antenna is positioned in said at least one transition unit; wherein said at least one transition unit is covered with a biocompatible polymer; wherein said at least one antenna receives electromagnetic radiation for recharging said at least one rechargeable battery; and wherein said at least one antenna comprises a copper coil having a generally cylindrical shape.
2825 | Motion actuated AED communicator | A motion sensitive communicator ( 40 ) employs an assembly of a wireless phone ( 41 ), a motion sensor ( 44 ) and a battery ( 45 ). In operation, the motion sensor ( 44 ) power couples the battery ( 45 ) to the wireless phone ( 41 ) responsive to a sensing of any movement of a portable defibrillator ( 20 ) supporting the communicator ( 40 ). A power coupling of the battery ( 45 ) to the wireless phone ( 41 ) automatically activates the wireless phone ( 41 ) to register to a wireless network, and an activation of the wireless phone ( 41 ) enables the wireless phone ( 41 ) to execute a call to an emergency service center over the wireless network responsive to a manual actuation of the wireless phone ( 41 ). The battery ( 45 ) is power decoupled from the wireless phone ( 41 ) responsive to an absence of a call from the wireless phone ( 41 ) to the emergency service center within a time period initiated by a power coupling of the battery ( 45 ) to the wireless phone ( 41 ). | 1. A motion sensitive communicator adapted to be supported by a housing of a portable defibrillator, the motion sensitive communicator comprising: an assembly of a wireless phone, a motion sensor and a battery, wherein the motion sensor is operable to power couple the battery to the wireless phone responsive to the motion sensor sensing of any movement, relative to a surface of the earth, of the portable defibrillator in which the motion sensitive communicator is supported by the housing of the portable defibrillator, wherein responsive to a power coupling of the battery to the wireless phone, the wireless phone automatically activates the wireless phone to register to a wireless network, and wherein responsive to an activation of the wireless phone, via the power coupling of the battery to the wireless phone, the wireless phone is configured to (i) execute a call to an emergency service center over the wireless network in response to a manual actuation via a phone actuator or rescue button of the wireless phone for executing the call to the emergency service center, and (ii) not execute the call to the emergency service center in response to no manual actuation via the phone actuator or rescue button of the wireless phone, and further wherein the wireless phone is configured (i) to initiate a time period in response to the power coupling of the battery to the wireless phone and (ii) to power decouple the batter from the wireless phone in response to an absence of the manual actuation via the phone actuator or rescue button of the wireless phone for executing the call from the wireless phone to the emergency service center within the time period.
2826 | Health promotion system using wireless and ropeless jump rope apparatus | There is provided a health promotion system using a wireless and ropeless jump rope. When a plurality of users use a plurality of wireless and ropeless jump rope apparatuses, each wireless and ropeless jump rope apparatus transmits each user's weight, the number of jumps made by the user and the time of using the wireless and ropeless jump rope to an external health promotion server. The health promotion server analyzes the user's weight, the number of jumps made by the user and the time of using the wireless and ropeless jump rope as transmitted and provides an instructor with the information of the number of jumps made by the user and the analyzed health-relevant data. The instructor who receives the information of the number of jumps made by the user and the analyzed health-relevant data is able to improve the health of the user. | 1. A health promotion system using a wireless and ropeless jump rope comprising: a wireless and ropeless jump rope apparatus with a handle unit and a floor mat unit, a health promotion server configured to communicate with the wireless and ropeless jump rope apparatus, and a user terminal to access the health promotion server, the handle unit comprising: a pair of handle bodies, where each handle body has a weight and a string where the string connects the handle body to the weight, an acceleration sensor and an angular velocity sensor included in the weight as a rotation sensing sensor module to sense the rotation of the weight of each handle body, an incline sensor further installed in an upper end of the handle body where the string is fixed, to detect an incline of the handle unit, and a handle communication module to transmit an output of the rotation sensing sensor module and an output of the incline sensor to the floor mat unit, the floor mat unit comprising: a weight sensing sensor module to sense a user'ss current weight when the user is positioned on the floor mat unit, a jump sensing sensor module to sense the user'ss jumps when the user jumps on the floor mat unit, a mat communication module to receive the output of the rotation sensing sensor module and the output of the incline sensor transmitted from the handle communication module a mat controller to count a number of jumps made by the user of the wireless and ropeless jump rope, by using the outputs of the rotation sensing sensor module and incline sensor received through the mat communication module and the output of the jump sensing sensor module of the floor mat unit, and an external communication module to transmit the user'ss weight measured in the weight sensing sensor module and the number of the jumps counted in the mat controller, and the health promotion server comprising: a user database to store information including the user'ss height and an initial weight input when the user registers in the health promotion server and the user'ss current weight, the number of jumps made by the user of the wireless and ropeless jump rope and the amount of time using the wireless and ropeless jump rope which are transmitted from the external communication module of the wireless and ropeless jump rope apparatus, a user analysis server to analyze the information stored in the user data base and to store the analyzed data in the user database, a web-service server, and an application service server to provide the data analyzed in the user analysis server through an application installed in the user terminal, wherein the user analysis server generates analysis data of the user'ss wireless and ropeless jump rope exercise, by using the height and the initial weight information stored in the user database the user'ss current weight, the number of jumps made by the user of the wireless and ropeless jump rope and the amount of time using the wireless and ropeless jump rope as transmitted from the external communication module of the wireless and ropeless jump rope apparatus, and the user analysis server provides the generated analysis data to the user terminal.
2827 | Real-time simulation of fluoroscopic images | A method includes registering a first coordinate system of a fluoroscopic imaging system and a second coordinate system of a magnetic position tracking system. A three-dimensional (3D) map of an organ of a patient is computed using the magnetic position tracking system. A field-of-view (FOV) of the fluoroscopic imaging system in the second coordinate system is calculated using the registered first and second coordinate systems. Based on the 3D map and the calculated FOV, a two-dimensional (2D) image that simulates a fluoroscopic image that would be generated by the fluoroscopic imaging system is created, and the 2D image that simulates the fluoroscopic image is displayed. | 1. A method, comprising: registering a first coordinate system of a fluoroscopic imaging system and a second coordinate system of a magnetic position tracking system; computing a three-dimensional (3D) map of an organ of a patient using the magnetic position tracking system; using the registered first and second coordinate systems, calculating a field-of-view (FOV) of the fluoroscopic imaging system in the second coordinate system; creating from the 3D map a two-dimensional (2D) image that simulates a fluoroscopic image that would be generated by the fluoroscopic imaging system if radiation was applied to a subject by the fluoroscopic imaging system at the calculated FOV; and displaying the 2D image that simulates the fluoroscopic image.
2828 | Biometrics for user identification in mobile health systems | A wearable device may include a sensor system capable of obtaining physiological from a user's body. Some wearable devices may include a substance delivery system. A sensor system of a wearable device may include at least one "bio-assurance sensor" capable of obtaining biometric data that may be used to identify a user. For example, the bio-assurance sensor may be used to ensure that the wearable device is not removed from the user's body and/or placed on or in another user's body. In some examples, the wearable device may be used with a second device, such as a smart phone, that includes at least one "authentication sensor," such as a fingerprint sensor, that also may be used to identify a user. However, in some implementations the wearable device may include at least one authentication sensor. | 1. A wearable device, comprising: apparatus for securing the wearable device to a user'ss body; a sensor system including one or more biometric sensors, the sensor system being configured for obtaining first biometric data from the user'ss body; a wireless interface system; and a control system configured for: receiving the first biometric data from the sensor system; determining first biometric authentication information based on the first biometric data, wherein the first biometric authentication information includes a representation of the first biometric data; providing, via the wireless interface system, the first biometric authentication information to a second device; receiving, via the wireless interface system, a signal from the second device; and controlling the wearable device according to the signal, wherein controlling the wearable device involves preventing or ceasing at least one function of the wearable device if the signal indicates that the user has not been authenticated.
2829 | Cleaning, disinfecting, care and/or sterilization device for medical or dental instruments | A cleaning, disinfecting, care and/or sterilization device for at least one medical or dental instrument comprising a housing, a treatment chamber for receiving the at least one medical or dental instrument, a media supply for feeding and/or discharging media into the treatment chamber and a control unit operable to control and/or regulate a cleaning, disinfecting, care and/or sterilization process, wherein the control unit comprises a wireless communication device to communicate with remote accessories of the cleaning, disinfecting, care and/or sterilization device and wherein the wireless communication device is capable of creating a wireless local area network allowing the remote accessories to communicate with the control unit of the cleaning, disinfecting, care and/or sterilization device. | 1. A cleaning, disinfecting, care or sterilization device for at least one medical or dental instrument comprising a housing, a treatment chamber for receiving the at least one medical or dental instrument, a media supply for feeding media into or discharging media out of the treatment chamber, and a control unit operable to control or regulate a cleaning, disinfecting, care or sterilization process, wherein the control unit comprises a wireless communication device to communicate with at least one remote accessory of the cleaning, disinfecting, care or sterilization device, wherein the wireless communication device is designed to create a wireless local area network allowing the at least one remote accessory to communicate with the control unit of the cleaning, disinfecting, care or sterilization device.
2830 | Method, measuring device and control unit for adaptation of vehicle convoy control | A method ( 400 ), control device ( 240 ) and measuring unit ( 230 ) for adapting a control algorithm having at least one driver-dependent parameter, which control algorithm governs the control of a vehicle convoy ( 200 ) in which at least a first vehicle 220 A with a first driver ( 210 A) and a second vehicle 220 B with a second driver ( 210 B) are included. The method includes measurement ( 401 ) of at least one physical characteristic of the first driver ( 210 A), determination ( 402 ) of the stress level of the driver based on the performed measurement ( 401 ), and adaptation ( 403 ) of the control algorithm to the determined ( 402 ) stress level of the driver. | 1. A method for governing control of a vehicle convoy, the convoy comprising at least a first vehicle with a first driver and a second vehicle with a second driver, the method for governing including: measuring at least one physical characteristic of the first driver indicative of or related to stress of the first driver; determining automatically, by a data processor circuit, a stress level of the first driver based on the measured characteristic of the first driver; adjusting automatically, by the data processor circuit, the control algorithm based on the determined stress level of the first driver, and the control algorithm for the vehicle convoy sending an indication of a stress alarm to other drivers, including the second driver, of vehicles in the vehicle convoy when the determined stress level of the first driver exceeds a respective selected limit value for the stress level; and controlling automatically, by the data processor circuit, the vehicle convoy according to the adjusted control algorithm.
2831 | System and method for dynamic cognitive training | A method of visual cognitive training is performed at a device with a display. The method includes sequentially displaying a plurality of visual stimuli in a first region of a subject's field of view. While sequentially displaying the plurality of visual stimuli, the device moves the first region periodically along a predefined path within the subject's field of view. The device prompts the subject to respond to a task associated with the sequential display of the plurality of visual stimuli. The device receives a response to the task associated with the sequential display of the plurality of visual stimuli and records information corresponding to the subject's response to the task associated with the sequential display of the plurality of visual stimuli. | 1. A method of visual cognitive training, performed by a computer system having a display, memory, and one or more user input devices, the method comprising: displaying on the display, in a first region of a subject'ss field of view, a cognitive training game comprising sequential display of a plurality of visual stimuli and a task having one or more correct responses relating to the sequential display of the plurality of visual stimuli; while sequentially displaying the plurality of visual stimuli, moving the first region in which the cognitive training game is displayed periodically along a predefined path on the display; receiving, via the one or more user input devices, one or more responses to the task relating to the sequential display of the plurality of visual stimuli in the cognitive training game; recording in the memory information corresponding to the subject'ss one or more responses to the task; using the recorded information, calculating a current performance index for the subject; and comparing the current performance index to a baseline performance index for the subject or for a control group as a diagnostic to measure the effects of any of: a traumatic brain injury, intoxication, dementia, and fatigue.
2832 | Power delivery to a moving unit | Power delivery of an image modality system for transferring power from a transmission unit (e.g., stationary unit) to a reception unit (e.g., a moving and/or rotating unit). A modulated electric signal comprising at least two modulated characteristics (e.g., such as amplitude and frequency) is configured to (e.g., concurrently) supply power to both high voltage and lower voltage components ( 216, 222 ) of the reception unit. An auxiliary component ( 316 ) is configured to utilize a first of the modulated characteristics (e.g., amplitude) to adjust/regulate a voltage applied to the lower voltage component (s), and a filter component ( 324 ) (e.g., such as a frequency selective circuit) is configured to utilize a second of the modulated characteristics (e.g., frequency) to adjust/regulate a voltage applied to the high voltage component (s). | 1. A power delivery system, comprising: a rotary transformer comprising a primary winding and a secondary winding, wherein: the rotary transformer is configured to deliver first power to a high voltage component and second power to a lower voltage component concurrently, and the secondary winding is configured to produce a modulated signal comprising at least a modulated amplitude and a modulated frequency; and an auxiliary component disposed on a first circuit through which the second power is delivered via the modulated signal from the secondary winding to the lower voltage component, wherein: the auxiliary component comprises a rectifier, and the auxiliary component is configured to adjust a first voltage applied to the lower voltage component based at least in part upon the modulated amplitude of the modulated signal.
2833 | System and method of controlling external apparatus connected with device | A method of controlling an external apparatus includes: receiving an input command of a user and biometric information of the user from a device; determining a condition for controlling the external apparatus and operation of the external apparatus based on the received input command of the user and the received biometric information of the user; and providing a control command for controlling the operation of the external apparatus if the determined condition is satisfied. | 1. A server configured to control an external apparatus, the server comprising: a communicator configured to receive an input command of a user and biometric information of the user from a device, wherein the input command includes a voice command; and a controller configured to: analyze the voice command, determine a condition for controlling the external apparatus and operation of the external apparatus based on the analyzed voice command of the user and the received biometric information of the user, receive sensing data generated by another external device, determine whether the determined condition is satisfied based on the sensing data received front the another external device, and provide a control command for controlling the operation of the external apparatus to the external apparatus in response to the determined condition being satisfied, wherein the biometric information of the user is obtained by the device when the voice command is input by the user into the device.
2834 | Management of multiple devices within an analyte monitoring environment | Systems, devices, and methods are provided for the management of multiple sensor control devices and/or multiple reader devices in an in vivo analyte monitoring environment, and also for resolving conflicts when merging data collected by different reader devices. | 1. A method of pairing devices in an in vivo analyte monitoring environment, the method comprising: activating a sensor control device adapted for in vivo analyte sensing, wherein the sensor control device comprises a non-transitory memory that, prior to activation, has a token stored thereon: communicating the token to a second reader device; sending, by the second reader device, a first communication comprising the token to the sensor control device after the sensor control device has already communicated with a first reader device; if the token is valid for the sensor control device, then sending, by the sensor control device, data indicative of a sensed analyte level to the second reader device and displaying the sensed analyte level on a display of the second reader device; and if the token is not valid for the sensor control device, then sending, by the sensor control device, a communication to the second reader device that indicates that the token is not valid.
2835 | Systems and methods for wireless communication with implantable and body worn devices | A medical monitoring and communication system for wireless communication between an implantable medical device, a mobile user device, and a remote server includes a sensor device coupled to the implantable medical device. The sensor device is configured to default to a master mode prior to pairing with the mobile user device, listen for a request to connect from the mobile user device, refrain from communicating with the mobile user device responsive to the request to connect from the mobile user device being invalid, and switch to a slave mode to allow cooperative pairing with the mobile user device responsive to the request to connect from the mobile user device being valid. The mobile user device facilitates communication between the sensor device and the remote server when the mobile user device and the sensor device are cooperatively paired. | 1. A medical monitoring and communication system for wireless communication between an implantable medical device, a mobile user device, and a remote server, comprising: a sensor device communicably coupled to the implantable medical device and configured to: default to a master mode prior to pairing with the mobile user device; listen for a request to connect from the mobile user device; refrain from communicating with the mobile user device responsive to the request to connect from the mobile user device being invalid; and switch to a slave mode to allow cooperative pairing with the mobile user device responsive to the request to connect from the mobile user device being valid; wherein the mobile user device facilitates communication between the sensor device and the remote server when the mobile user device and the sensor device are cooperatively paired; and wherein the sensor device is configured to acquire data regarding at least one of a user of the sensor device or the sensor device, wherein the sensor device is configured to encrypt at least a portion of the data with at least one layer of encryption.
2836 | Hand-held medical-data capture-device determining a temperature by a microprocessor from a signal of a digital infrared sensor and detecting vital signs through variation amplification of images and having interoperations with electronic medical record systems to transmit the temperature, vital signs and device information | In one implementation, an apparatus estimates body core temperature from an infrared measurement of an external source point using a cubic relationship between the body core temperature and the measurement of an external source point is described, estimates temperature from a digital infrared sensor and determines vital signs from a solid-state image transducer, or determines vital signs from a solid-state image transducer and estimates body core temperature from an infrared measurement of an external source point using a cubic relationship between the body core temperature and the measurement of an external source point; after which the estimated and/or determined information is transmitted to an external database. | 1. A device comprising: a microprocessor; a battery operably coupled to the microprocessor; a camera operably coupled to the microprocessor and providing at least two images to the microprocessor; a digital infrared sensor operably coupled to the microprocessor, the digital infrared sensor having only digital readout ports, the digital infrared sensor having no analog sensor readout ports; and a wireless communication subsystem that is operably coupled to the microprocessor; wherein the microprocessor is operable to receive from the digital readout ports a digital signal that is representative of an infrared signal detected by the digital infrared sensor and the microprocessor is operable to determine a temperature of a human from the digital signal that is representative of the infrared signal and the microprocessor including a cropper that is operable to receive the at least two images and operable to crop the at least two images to exclude a border area of the images, generating at least two cropped images, the microprocessor also including a temporal-variation-amplifier of the at least two cropped images that is operable to generate a temporal variation of the at least two cropped images, the microprocessor also including a vital-sign generator that is operably coupled to the temporal-variation-amplifier that is operable to generate at least one vital sign from the temporal variation, wherein the wireless communication subsystem further comprises a component that is operable to transmit a representation of the temperature of the human, a representation of the vital sign, and representation of date and time, operator identification, patient identification and manufacturer, model number and firmware revision of the device.
2837 | Modular analyte measurement systems, modular components thereof and related methods | Presented herein is a modular analyte measurement system having a replaceable strip port module that releasably connects and operably couples with an analyte meter. Embodiments of the present invention also relate to modular components of the analyte measurement system. In one aspect, there is provided a replaceable strip port module having a strip port and electrical interface for removably and electrically coupling with an analyte meter. In another aspect, there is provided an analyte meter that includes a processor and electrical interface for removably and electrically coupling with replaceable strip port modules. Methods of configuring the analyte measurement system and methods of determining an analyte meter with the analyte measurement system are also provided. | 1. A method of configuring an analyte measurement system based on a replaceable strip port module that releasably connects and operably couples with an analyte meter, the method comprising: providing an analyte meter configured to releasably connect and operably couple with different types of replaceable strip port modules, the analyte meter comprising: a meter housing; a processor coupled to the meter housing; and a first electrical interface coupled to the meter housing and electrically coupled to the processor, the first electrical interface configured to removably and electrically couple to different types of replaceable strip port modules; providing a first replaceable strip port module configured to releasably connect and operably couple with the analyte meter, the first replaceable strip port module comprising: a module housing; an analyte test strip port coupled to the module housing and comprising electrical contacts to contact an analyte test strip; and a second electrical interface coupled to the module housing and electrically coupled to the analyte test strip port, the second electrical interface configured to removably and electrically couple with the first electrical interface; connecting the first replaceable strip port module to the analyte meter; providing, via the second electrical interface of the replaceable strip port module; an indication to the processor of the analyte meter that the first replaceable strip port module is connected to the analyte meter, wherein the indication that the first replaceable strip port module is connected to the analyte meter is provided prior to an analyte test strip being inserted into the analyte test strip port; and an indication to the processor of what type of replaceable strip port module is connected to the analyte meter.
2838 | Human-digital media interaction tracking | A system for human-digital media interaction tracking. One example system includes a database that stores information regarding a user's activity history for various different cognitive tasks, and a computing device that receives user behavior information indicating usage by a user of an interactive software program, the interactive software program associated with at least one of the cognitive tasks. The computing device, in response to the receipt of user behavior information indicating usage by the user of the interactive software program, updates the database information regarding the user's activity history for the at least one of the cognitive tasks. | 1. A system for cognitive training based on user-digital media interaction tracking, comprising: a plurality of computing devices having a plurality of commercially available third-party interactive digital media stored therein, said digital media including a video game and a web-browser, each of the plurality of computing devices including: a processor and a memory, the memory including: one or more of the plurality of digital media in the form of executable software programs; a user-digital media interaction monitor configured to plug-in as a monitoring extension to each of the digital media without modification of interactive content of said digital media, the user-digital media interaction monitor having executable instructions that configure the computing device to: identify a user identity for the user; and unobtrusively track the user-digital media interaction, which includes a speed and duration of active interaction of the user with each of the plurality of digital media; a computer server with a processor and a memory, the memory including: a database having a first predetermined weighted mapping between each of the plurality of digital media with one or more of a plurality of cognitive tasks, and a second predetermined weighted mapping between each of the plurality of cognitive tasks with one or more of a plurality of brain areas, wherein the plurality of cognitive tasks include at least two of memory, attention, motor function, visual search, decision making, inhibitory control, computation and speed of processing; and executable instructions that configure the computer server to: perform an analysis that determines a duration of exercise of each of the plurality of cognitive tasks and brain areas for the user based on the first predetermined weighted mapping, the second predetermined weighted mapping and a daily, weekly or monthly history of the user-digital media interaction across the plurality of the computing devices; and determine a plan of cognitive exercise of one or more of the plurality of cognitive tasks and one or more of the plurality of brain areas for the user, the plan including a schedule with a recommended duration of user-digital media interaction with each of the plurality of digital media; and serve the plan to at least one of the computing devices; wherein each of the computing devices are further configured to receive and display the plan.
2839 | Method and apparatus for high reliability wireless communications | A physiologic transmitter manages multiple communications between physiologic data acquisition devices attached to the patient and a receiver attached to an MRI or CT scanner. The transmitter's processor is able to generate waveform data and trigger data based upon the acquired physiologic data and transmit the data to a physiologic receiver attached to the host scanner. The receiver then is able to deliver a trigger signal to the host scanner for imaging the patient during a selected time frame based upon cardiac and/or respiratory cycles of the patient. | 1. A wireless communication system, comprising: a transmitter including: a control circuit configured to prepare a data packet for transmission at a periodic interval, a transmit circuit in communication with the control circuit and configured to convert the data packet to a plurality of radio frequency (RF) signals for transmission, wherein each RF signal includes the data packet and each RF signal has a different frequency, and an antenna in communication with the transmit circuit and configured to transmit the RF signal, wherein the transmit circuit transmits each RF signal within the periodic interval; and a receiver including: at least one antenna configured to receive the RF signal; at least one receive circuit, each receive circuit in communication with the at least one antenna and configured to convert the RF signal to a data packet, and a control circuit in communication with each receive circuit and configured to extract data from the data packet, wherein: the receiver receives the RF signals at each of the frequencies, converts each RF signal back to the data packet, and verifies that the data packet was transmitted successfully.
2840 | Data transfer across a rotating boundary | A computed tomography (CT) imaging modality includes a stator and a rotor that rotates relative to the stator. The CT imaging modality includes a radiation source and a detector array for detecting at least some of the radiation. A first data communication component is coupled to the stator or the rotor for transmitting data between the stator and the rotor. The first data communication component includes a first circuit board assembly including a first conductive layer and a first dielectric layer and a second circuit board assembly including a second conductive layer and a second dielectric layer. The second conductive layer of the second circuit board assembly faces the first conductive layer of the first circuit board assembly. An insulating layer is disposed between the first conductive layer of the first circuit board assembly and the second conductive layer of the second circuit board assembly. | 1. A computed tomography (CT) imaging modality comprising: a stator; a rotor configured to rotate relative to the stator; a radiation source coupled to the rotor and configured to emit radiation; a detector array coupled to the rotor and configured to detect at least some of the radiation; and a first data communication component coupled to the stator or the rotor for transmitting data between the stator and the rotor, the first data communication component comprising: a first circuit board assembly comprising a first conductive layer and a first dielectric layer; a second circuit board assembly comprising a second conductive layer and a second dielectric layer, the second circuit board assembly spaced apart from the first circuit board assembly, wherein the second conductive layer of the second circuit board assembly faces the first conductive layer of the first circuit board assembly; and an insulating layer disposed between the first conductive layer of the first circuit board assembly and the second conductive layer of the second circuit board assembly.
2841 | Model dolls and methods for making the same | A doll is provided. The doll includes a layer of skin formed from a first material to simulate human skin. The skin has an interior side and an exterior side. The doll also includes a chamber enclosed by the layer of skin with the interior side of the skin facing the chamber. The doll further includes a filler made of a second material, different from the first material. The filler fills the space within the chamber. The skin is formed by placing the melted first material in a first mold configured to have an inside contour resembling a human body or body part up to a certain level of the first mold and, when the melted first material solidifies, removing certain amount of the melted first material such that the remaining first material in the first mold forms the skin with a thickness in the first mold. | 1. A doll comprising: a layer of skin formed from a first material to simulate human skin, the skin having an interior side and an exterior side, wherein: the skin is formed by placing the melted first material in a first mold configured to have an inside contour resembling a human body or body part up to a certain level of the first mold and, when the melted first material solidifies, removing certain amount of the melted first material such that the remaining first material in the first mold forms the skin with a thickness in the first mold, the human body or body part including a genital area resembling a human genital area; a chamber enclosed by the layer of skin with the interior side of the skin facing the chamber; a filler made of a second material, different from the first material, filling the space within the chamber wherein the filler has more than one hardness or flexibility level corresponding to different parts of the human body or body part; a non-elastic fabric is attached to the interior side of the skin to facilitate a bonding between the skin and the filler; and an attachment resembling a human sex organ attached to the genital area of the doll.
2842 | Variable sound system for medical devices | A system capable of self-adjusting both sound level and spectral content to improve audibility and intelligibility of medical device audible cues. Audible cues are stored as sound files. Ambient noise is detected, and the output of the audible cues is altered based on the ambient noise. Various embodiments include processed sound files that are more robust in noisy environments. | 1. A portable medical device, comprising: a microphone configured to capture ambient noise from an ambient sound environment; a sound level spectrum knowledge base including stored information, wherein the stored information contains spectral characteristics for a plurality of ambient sound environments; a sound library including a plurality of sets of sound files, each set of sound files corresponding to an audible cue and each sound file in the set of sound files having different spectral characteristics, and at least a plurality of audible cues corresponding to voice prompts to operate the portable medical device; an amplifier coupled to a speaker, the amplifier having a selectable gain and being configured to output each of the plurality of sound files over the speaker; and a processor with executable instructions which, when executed by the processor, cause the portable medical device to perform operations comprising: receiving, via the microphone, the ambient noise; detecting sound level information of the ambient noise; performing sound spectrum analysis of the ambient noise; receiving the stored information containing spectral characteristics for a plurality of ambient sound environments from the sound level spectrum knowledge base; selecting a sound file from the set of sound files corresponding to an audible cue that is best fit for the ambient sound environment in response to at least the detected sound level information and sound spectrum analysis in conjunction with the spectral characteristics for one of the plurality of ambient sound environments; determining audio frequencies of the ambient noise within a critical bandwidth of the selected sound file based on psycho-acoustic principles of a human auditory system; altering the critical bandwidth of the selected sound file in response to the sound spectrum analysis of the ambient noise; estimating an amount of gain to apply to the sound file in response to the sound level information of the ambient noise; and outputting the sound file to affect intelligibility of the audible cues.
2843 | Systems and methods for spectroscopic measurement of a characteristic of biological tissue | A method and system for spectroscopic measurement of a characteristic of a biological tissue is provided. The method includes the steps of: (1) using at least one light source to emit light that penetrates the biological tissue; (2) using at least one light detector to detect light emitted by the at least one light source and passed through the biological tissue, and to convert the detected light into a detection signal, the detection signal including an unwanted noise component; and (3) using a processor to process the detection signal and to determine an adjusted peak-to-peak amplitude value that is representative of an amplitude of the detection signal adjusted for the unwanted noise component. | 1. A system for spectroscopic measurement of a characteristic of a biological tissue, the system comprising: at least one light source operable to emit light that penetrates the biological tissue; at least one light detector operable to detect light emitted by the at least one light source and passed through the biological tissue, and operable to convert the detected light into a detection signal; and a processor operable to receive the detection signal, and operable to determine an adjusted peak-to-peak amplitude value that is representative of an amplitude of the detection signal adjusted to account for an unwanted noise component present in the detection signal, wherein the processor includes a detector circuit, the detector circuit comprising: a differentiating amplifier operable to receive the detection signal, and operable to convert the detection signal into a differentiated detection signal; an adjustable gain amplifier operable to receive the differentiated detection signal, and operable to convert the differentiated detection signal into a differentiated and gain-adjusted detection signal; a positive peak detector operable to receive the differentiated and gain-adjusted detection signal, and operable to determine a maximum value of the differentiated and gain-adjusted detection signal; and a negative peak detector operable to receive the differentiated and gain-adjusted detection signal, and operable to determine a minimum value of the differentiated and gain-adjusted detection signal.
2844 | Bias setting in a scent delivery system | A scent delivery system includes scent delivery units that are configured to deliver scent at a variable scent level by being turned on and off successively according to a variable duty cycle. The scent delivery units are associated with corresponding base scent settings. The scent delivery system also includes a central controller configured to control the scent delivery units by generating command data based on a scenting schedule that indicates a desired activation time for more than one implicated scent delivery unit. The scenting schedule is configured to further indicate a scent level bias to be applied to the base scent settings that are associated with different of the implicated scent delivery units. The central controller is configured to generate the command data, based upon a variation in the scent level bias, that takes into account a corresponding variation to duty cycles that are associated with different of the implicated scent delivery units and to communicate the command data to the different implicated scent delivery units. | 1. A scent delivery system comprising: a plurality of scent delivery units, wherein each scent delivery unit is configured to deliver scent at a variable scent level by being turned on and off successively according to a variable duty cycle, wherein the variable duty cycle includes an &quot;on&quot; time duration and an &quot;off&quot; time duration, and wherein each of the plurality of scent delivery units is associated with a corresponding base scent setting; and a central controller configured to control the plurality of scent delivery units, wherein controlling the plurality of scent delivery units includes: defining a group of scent delivery units from the plurality of scent delivery units, receiving input indicating a scent level bias to be applied to the base scent setting of each scent delivery unit included in the group for a particular activation period, and generating command data for each scent delivery unit included in the group, wherein the command data is generated by applying the scent level bias to the base scent setting using a predefined algorithm, wherein the predefined algorithm modifies the base scent setting using the scent level bias, and wherein when the command data is received at a scent delivery unit included in the group, the corresponding scent level of the scent delivery unit is varied based on the generated command data.
2845 | Systems, methods and articles for enhancing wellness associated with habitable environments | Environmental characteristics of habitable environments (e.g., hotel or motel rooms, spas, resorts, cruise boat cabins, offices, hospitals and/or homes, apartments or residences) are controlled to eliminate, reduce or ameliorate adverse or harmful aspects and introduce, increase or enhance beneficial aspects in order to improve a "wellness" or sense of "wellbeing" provided via the environments. Control of intensity and wavelength distribution of passive and active Illumination addresses various issues, symptoms or syndromes, for instance to maintain a circadian rhythm or cycle, adjust for "jet lag" or season affective disorder, etc. Air quality and attributes are controlled. Scent(s) may be dispersed. Hypoallergenic items (e.g., bedding, linens) may be used. Water quality is controlled. Noise is reduced and sounds (e.g., masking, music, natural) may be provided. Passive and active pathogen controls are employed. Controls are provided for the occupant and/or facility personnel, as is instruction, and surveys, including assessing wellness. | 1. A system to control environmental characteristics in an enclosed space; the system comprising: a control subsystem that includes at least one processor and at least one nontransitory processor-readable medium that stores at least one of processor-executable instructions or data; an illumination subsystem operable to control illumination characteristics of illumination provided in at least a portion of the enclosed spaced, the illumination subsystem including: a plurality of illumination sources selectively operable to emit illumination at a number of levels and a number of wavelengths; at least one actuator operable to control an amount of illumination received into the enclosed space via one or more windows from an external source of illumination; and at least one user actuatable input device located in the enclosed space and communicatively coupled to the control subsystem and selectively actuatable by a user to switch between a circadian setting and at least one override setting, wherein: the control subsystem is communicatively coupled to control the plurality of illumination sources and the at least one actuator, and when in the circadian setting the control subsystem provides signals to the illumination sources and the at least one actuator to cause the illumination sources and the at least one actuator to provide illumination according to a defined circadian pattern over a period of time, the circadian pattern at least approximately matching changes in illumination level and color temperature of naturally occurring illumination of at least one defined latitude over the period of time, wherein when in a first override setting of the at least one override setting the control subsystem provides signals to the illumination sources and the at least one actuator to cause the illumination sources and the at least one actuator to provide illumination that does not follow the defined circadian pattern, and when in a second override setting of the at least one override setting the control subsystem provides signals to the illumination sources and the at least one actuator to cause the illumination sources and the at least one actuator to provide illumination to the enclosed space based at least in part on a geographic location from where an occupant of the enclosed spaced originated to accommodate a change in circadian rhythm due to travel by the occupant.
2846 | Mobile self-management compliance and notification method, system and computer program product | A remote interactive method, system and computer program product is provided for self-managing a person's regular lifestyle needs through controlled notification and feedback. The invention provides a simple, cost effective and flexible self-management and compliance scheme that does not require third party intervention or treatment options typical with immediate-response or alert-based systems. The invention also provides for long term management and analysis for the benefit of the individual. In implementing the invention in a healthcare environment, the individual will gain a better understanding of managing their lifestyle and behavior. A related business model is also disclosed. | 1. A computerized method, the method being performed by a server configured to manage a user account and an administrator account, the method comprising: providing a user interface configured to authenticate a user and enable communication between the user and the server during a user-authenticated session on the user account; providing an administration interface configured to authenticate an administrator and enable communication between the administrator and the server during an administrator-authenticated session on the administrator account; receiving, from the user via a device associated with the user account, a proposed monitoring scheme for the user, the proposed monitoring scheme comprising settings for notifications and monitoring parameters, the settings including: one or more messages chosen or manually created during the user-authenticated session, the one or more messages including personalized queries for attributes, one or more alert and reminder threshold settings for alerts and reminders defined to be sent in relation to at least one of response data associated with a query sent to the device associated with the user account, a schedule, or specific events, and one or more schedules for providing the personalized queries to the user; receiving, during the administrator-authenticated session, approval information from the device associated with the administrator account; generating instructions for monitoring quantitative and qualitative data based on the settings for notifications and monitoring parameters; sending at least one query to the user via the device associated with the user account, based on the personalized queries chosen or manually created during the user-authenticated session; one of: receiving response data from the device associated with the user account, or generating response data indicating a lack of a response from the device associated with the user; analyzing the response data based on the one or more alert and reminder threshold settings; choosing at least one alert or reminder from the settings, based on at least one of the one or more schedules or the analysis of the received response data; and transmitting the chosen alert or reminder to at least one of the device associated with the user account or one or more other devices associated with one or more other third parties.
2847 | Toilet training assembly | A toilet training assembly includes a toilet that has a housing, a seat and a lid and the housing has a top wall, a bottom wall and a peripheral wall extending therebetween. The top wall has an opening extending therethrough and the seat is hingedly coupled to the top wall. The seat has an aperture extending therethrough such that the aperture is aligned with the opening. The lid is hingedly coupled to the seat to selectively cover the aperture. A bowl is removably positioned within the opening to capture waste from a child when the child utilizes the toilet to urinate or defecate. A detection apparatus is coupled to the toilet to detect when the waste is deposited in the bowl. The detection apparatus issues an audible congratulation and produces a visual reward when the child deposits the waste in the bowl. | 1. A toilet training assembly configured to toilet train a child, said assembly comprising: a toilet having a housing, a seat and a lid, said housing having a top wall, a bottom wall and a peripheral wall extending therebetween, said top wall having an opening extending therethrough, said seat being hingedly coupled to said top wall, said seat having an aperture extending therethrough such that said aperture is aligned with said opening, said lid being hingedly coupled to said seat, said lid covering said aperture; a bowl removably positioned within said opening, said bowl being configured to capture waste from the child when the child utilizes said toilet to urinate or defecate; a detection apparatus coupled to said toilet, said detection apparatus being configured to detect when the waste is deposited in said bowl, said detection apparatus issuing an audible congratulation and producing a visual reward when the child deposits the waste in said bowl, said detection apparatus including a control circuit positioned within said housing; a sensor coupled to said toilet, said sensor being electrically coupled to said control circuit, said sensor being configured to detect the waste in said bowl; a fluid reservoir positioned within said housing, said fluid reservoir being configured to contain a fluid; and a nozzle coupled to said housing, said nozzle being in fluid communication with said fluid reservoir, said nozzle being electrically coupled to said control circuit, said nozzle being configured to produce bubbles when said sensor detects the waste in said bowl, said nozzle being directed outwardly from said housing such that said nozzle is configured for producing the bubbles adjacent to the child while the child is on said seat.
2848 | Controlling a contactless energy transmission by means of a characteristic of a resonant circuit | The embodiments relate to a circuit for transmitting an input voltage from an electrical energy source in a stator to a load within a device movable relative to the stator including an control element for converting an input voltage into a transmission voltage, a resonant circuit for receiving the transmission voltage, wherein the resonant circuit contains a capacitor and a primary winding of a transformer and the transformer having the primary winding and a secondary winding, wherein the primary winding is provided for transmitting the transmission voltage to the secondary winding and the secondary winding is provided for supplying the received transmission voltage to the load. | 1. A circuit for transmitting an input voltage from an electrical energy source in a stator to a load within a device movable relative to the stator, the circuit comprising: an actuating element configured to convert an input voltage into a transmission voltage; a resonant circuit configured to receive the transmission voltage, wherein the resonant circuit includes a capacitance and a primary winding of a transformer; and a memory configured to store a plurality of control characteristic values based on a measurement of transmission ratios of the resonant circuit, wherein the transformer comprises the primary winding and a secondary winding, wherein the primary winding is configured to transmit the transmission voltage to the secondary winding and the secondary winding is configured to deliver the received transmission voltage as an output voltage to the load, and wherein the actuating element is configured to adjust the frequency of the transmission voltage based on the plurality of control characteristic values such that the transmission ratio of the resonant circuit remains essentially constant between the transmission voltage and the output voltage for a predetermined load range of the load.
2849 | Device for remote monitoring of at least one medical device | A device ( 9 ) for remotely monitoring at least one medical device ( 7 ) includes at least one portion ( 11 ) that vibrates when the medical device is used by a patient in order to receive a medical treatment. The monitoring device ( 9 ) includes: at least one sensor ( 15 ) intended to be in mechanical contact with the portion and suitable for detecting vibrations and for producing a primary electric or radio-electric signal ( 23 ) representing vibrations, and a local processing unit ( 13 ) suitable for receiving and extracting from the primary signal, at least one information item representing a duration of use of the medical device by the patient, and for producing at least one secondary signal ( 29 ) containing the information, the secondary signal being intended to be sent to at least one remote server ( 3 ) suitable for receiving and for extracting from the secondary signal, the information. | 1. Device ( 9 ; 100 ) for remote monitoring of at least one medical device ( 7 ) comprising at least one portion ( 11 ) that vibrates when the medical device ( 7 ) is used by a patient in order to receive a medical treatment, the monitoring device ( 9 ) comprising: at least one sensor ( 15 ) intended to be in mechanical contact with the portion ( 11 ) and suitable for detecting the vibrations when the medical device ( 7 ) administers the medical treatment to the patient and for producing a primary electric or radio-electric signal ( 23 ) representing the vibrations, and a local processing unit ( 13 ) suitable for receiving the primary signal ( 23 ), for extracting from the primary signal ( 23 ) at least one information item representing a duration of use of the medical device ( 7 ) by the patient, and for producing at least one secondary signal ( 29 ) containing said information item indicating the duration of use of the medical device ( 7 ) in administering the medical treatment to the patient, the secondary signal ( 29 ) being intended to be sent to at least one remote server ( 3 ) suitable for receiving the secondary signal ( 29 ) and for extracting said information item from the secondary signal ( 29 ).
2850 | System and method for user controllable auditory environment customization | A method for generating an auditory environment for a user may include receiving a signal representing an ambient auditory environment of the user, processing the signal using a microprocessor to identify at least one of a plurality of types of sounds in the ambient auditory environment, receiving user preferences corresponding to each of the plurality of types of sounds, modifying the signal for each type of sound in the ambient auditory environment based on the corresponding user preference, and outputting the modified signal to at least one speaker to generate the auditory environment for the user. A system may include a wearable device having speakers, microphones, and various other sensors to detect a noise context. A microprocessor processes ambient sounds and generates modified audio signals using attenuation, amplification, cancellation, and/or equalization based on user preferences associated with particular types of sounds. | 1. A method for generating an auditory environment for a user, the method comprising: receiving a signal representing an ambient auditory environment of the user; processing the signal using a microprocessor to identify at least one type of sound included in a plurality of types of sounds in the ambient auditory environment; in response to identifying the at least one type of sound, generating, via the microprocessor, a context-sensitive user interface corresponding to the at least one type of sound in the ambient auditory environment; receiving, via the context-sensitive user interface, user preferences corresponding to each of the plurality of types of sounds; modifying the signal for each type of sound in the ambient auditory environment based on the corresponding user preference; and outputting the modified signal to at least one speaker to generate the auditory environment for the user.
2851 | Outpatient monitoring systems and methods | Described are computer-based methods and apparatuses, including computer program products, for outpatient monitoring. In some examples, the outpatient monitoring technology includes a system for remote monitoring and consultations of patients' state associated with automated interpretation of vital signs signals. In other examples, the outpatient monitoring technology includes a system for remote monitoring of patients' state associated with analysis of full-disclosure vital signs digital signals with reduced bit data or channel data. In some examples, the outpatient monitoring technology includes a system for remote monitoring of patients' state associated with ongoing automated analysis and transmission of full-disclosure vital signs digital signals and automatically generated signals' interpretation results and manually marked patient symptoms. | 1. A method, executed by a remote computing station, for remote analysis and processing of full-disclosure data signals representative of patient vital signs collected by a vital signs sensor, comprising the steps of: remotely initializing, by one or more processors of the remote computing station, a communication session with the vital signs sensor communicatively coupled to at least one portable monitor; continuously collecting, by the one or more processors of the remote computing station, the full-disclosure data signals representative of the patient vital signs during the communications session while the vital signs sensor is acquiring the patient vital signs, wherein the collected full-disclosure data signals comprises a combination of bit-reduced and/or channel-reduced full-disclosure signals data and uncompressed/unreduced data signals fragments representative of the patient continuous vital signs, wherein at least one portion of the uncompressed/unreduced is selectively included in the full-disclosure data signals in response to a detected pathological/emergency event at the at least one portable monitor; processing and analyzing, by the one or more processors of the remote computing station, the collected data signals of the patient vital signs to enable modification of the patient vital signs during the communication session; and displaying, on a display of the remote monitoring station, the bit-reduced and/or channel-reduced full-disclosure signals data and uncompressed/unreduced data signals fragments representative of the patients's continuous vital signs in a manner that visually distinguishes between the bit-reduced and/or channel-reduced full-disclosure signals data and uncompressed/unreduced data signals fragments.
2852 | Wireless ECG acquisition and monitoring device and system | A wearable device that wirelessly automatically acquires and processes signals indicative of a condition of subject's health. The device is adapted to wirelessly transmit the processed signals and other information to a suitable analytic and/or storage device where the subject's condition can be analyzed and/or stored. The signals could be ECG signals and the condition could be the health of the subject's heart. | 1. A device for continuously and wirelessly monitoring a condition of a subject, said device comprising: a plurality of sensors, said sensors being adapted to contact the subject and sense signals indicative of the condition from the subject, the plurality of sensors comprising a non-invasive microelectrode array including a plurality of electrodes; processing circuitry coupled to the sensors, said processing circuitry being adapted to receive and process the sensed signals from the sensors; and a wireless transmission device coupled to receive the processed signals from the processing circuitry, said wireless transmission device being adapted to wirelessly transmit the processed signals to an external device, wherein the plurality of sensors, processing circuitry, and wireless transmission device are formed in a flexible and stretchable polymer based material comprising a plurality of openings through which the plurality of electrodes protrude from an inside of the polymer based material to an outside of the polymer based material, the polymer based material being embedded in a band configured to be worn by the subject and conform to a surface of the subject without causing signal degradation in the plurality of sensors, processing circuitry, and wireless transmission device.
2853 | System and method for adaptive interference mitigation in wireless sensor network | A system includes wireless sensor devices monitoring a patient, a gateway device providing dual-frequency adaptive protocol time synchronization signals to the sensor devices, the time synchronization signals including a communication frame structure having time slots including two beacon signal time slots and a plurality of data slots, where the sensor devices transmit respective patient data a first time interleaved within a first data slot and a second time interleaved within a second data slot, the first interleaved data transmission and the second interleaved data transmission are each transmitted at respective different frequencies provided to the sensor devices in beacon signals received from the gateway device. The first interleaved data transmission includes both current data and previous data from the at least two wireless sensor devices, and a frequency agility pattern separates adjacent channels by a respective predetermined frequency offset. A method and non-transitory medium are disclosed. | 1. A system comprising: at least two wireless sensor devices positioned to monitor a physiological data of a patient; a gateway device in communication with the at least two wireless sensor devices, the at least two wireless sensor devices and the gateway device forming a wireless body area network; the gateway device configured to provide time synchronization signals to the at least two wireless sensor devices, the time synchronization signals adhering to a dual-frequency adaptive protocol, wherein the gateway device ranks frequency channels based on quality, wherein the rank includes a predictive model that provides an expected performance of each frequency channel; the time synchronization signals including a communication frame structure having a plurality of time slots including two beacon signal time slots and a plurality of data slots; each of the at least two wireless sensor devices configured to transmit respective patient data a first time interleaved within a same first one of the plurality of data slots; and each of the at least two wireless sensor devices configured to transmit respective patient data a second time interleaved within a same second one of the plurality of data slots; wherein a frequency offset is determined by a communication transceiver within the wireless sensor devices as based on a selectivity response characteristic of an internal receiver, the selectivity response characteristic providing a minimum difference in signal strength between a desired signal at a frequency Fa within a wireless body area network (WBAN) and an interfering signal at a frequency Fb from an interfering WBAN at the internal receiver.
2854 | Systems, methods and apparatus for powering devices using RF energy from a mobile transmitter | In some embodiments, a personal area network (PAN) includes a mobile transmitter (e.g., a mobile or cellular phone) and one or more devices (e.g., sensors) that require power to operate (e.g., collect data). The mobile transmitter can be configured to transmit a sufficient amount of power (e.g., RF energy) to the one or more devices to power the one or more local devices. In addition to transmitting power, the mobile transmitter can be configured to communicate over a wireless network (e.g., a cellular network) as its primary function. | 1. An apparatus, comprising: a transceiver configured to operate in a first mode and a second mode, the transceiver configured to transmit voice data and non-voice data over a first wireless network when the transceiver is in the first mode; the transceiver is configured to transmit operational power over a second wireless network to an electronic device, when the transceiver is in the second mode, such that the electronic device operates, at least in part, using the operational power received from the transceiver, the transceiver configured to receive data from the electronic device over the second wireless network when the transceiver is in the second mode, the second wireless network being different from the first wireless network.
2855 | Apparatus and method for simulating inhalation efforts | An inhalation simulation system is provided for use with inhalers in particular breath-powered dry powder inhalers. The simulation system can recreate a patient's inhalation profile obtained with an inhaler adapted with a sensing and monitoring device for the detection of characteristic signals generated from the inhaler in use, which signals are transmitted to a computer with an algorithm which is configured to analyze the signals and generate new signals via a transmitter to actuate the inhalation simulation system component parts so that a subject's inhalation profile is replicated simultaneously or in real-time, or stored for later use. Methods of measuring the performance of inhalers are also provided. | 1. An apparatus comprising: a first acoustic sensor in communication with a first breath-powered dry powder inhaler, the first sensor configured to monitor an inhalation maneuver of a patient and transmit a signal corresponding to the inhalation maneuver; a processing device comprising a microprocessor and a storage medium having an algorithm stored therein, the device configured to receive the signal from the first sensor and processing the signal using the algorithm to generate a data set that is analyzed, stored, printed, transmitted, and/or displayed; a controller that receives the data set and in turn controls a motor that is attached to a calibrated syringe pump that upon actuation by the controller generates a pressure differential in a second breath-powered dry powder inhaler that is attached to an anatomically correct artificial airway; a display in communication with the processing device and configured to graphically display both the inhalation maneuver and data collected as a result of the pressure differential, wherein the pressure differential is modeled after the inhalation maneuver.
2856 | Microwave antenna with cooled handle | According to one aspect of the present disclosure, a microwave antenna assembly is disclosed. The antenna assembly includes a feedline having an inner conductor, an outer conductor and an inner insulator disposed therebetween and a radiating portion including a dipole antenna having a proximal portion and a distal portion. The antenna assembly also comprises a sheath disposed over the feedline and the radiating portion defining a chamber around the feedline and the radiating portion. The chamber is adapted to circulate coolant fluid therethrough. The antenna assembly further includes a connection hub having cable connector coupled to the feedline, an inlet fluid port and an outlet fluid port. The connection hub includes a bypass tube configured to provide for flow of the coolant fluid from the cable connector directly to the outlet fluid port. | 1. A microwave antenna assembly comprising: a hub including a proximal portion and a distal portion; a sheath extending distally from the hub, the sheath defining a chamber; a feedline configured to deliver microwave energy, the feedline including an inner conductor, an outer conductor, and an inner insulator disposed between at least a portion of the inner conductor and the outer conductor, wherein at least a portion of the feedline is disposed within the chamber defined by the sheath; and a fluid flow tube disposed within the chamber defined by the sheath, the fluid flow tube configured to deliver a fluid to the chamber defined by the sheath to cool the portion of the feedline disposed within the chamber defined by the sheath and to return the fluid to the hub to cool the proximal portion of the hub.
2857 | Model based positioning system | The present invention relates to a model based positioning system that includes a positioning device having at least one transmitter configured to be in a tracking environment, e.g. inserted into a body, a receiver having a plurality of receiver elements arranged outside the tracking environment, a control unit configured to measure amplitude and/or phase information of a signal transmitted from the at least one transmitter and received at each receiving element, and a memory unit for storing a model for each receiving element. The control unit is also configured to estimate the position P of the positioning device by comparing the model for each receiving element with the measured received signal for each receiving element. | 1. In a system for medical treatment utilizing tracking of a position within the body of a patient undergoing treatment, a method for calibrating a position determining system used for tracking the position of a positioning device configured to be placed inside the body of the patient, said method comprising the steps: a) placing the positioning device at a known position in a phantom having a calibrating environment with predetermined electrical properties, said positioning device comprising at least one transmitter configured to be placed inside said body of the patient, b) transmitting an electromagnetic transmit signal at a specified frequency from each transmitter, c) providing a receiver comprising a plurality of electrostatically shielded receiving elements arranged outside the phantom, and measuring a receive signal transmitted by said b) transmitting at each receiving element, said transmitter(s) and receiver operating in a near field region, and d) storing data regarding the known position of the positioning device, and amplitude and/or phase information for each measured receive signal in a memory unit, said method further comprising the steps: repeating steps a)-d) for multiple known positions in the phantom, said known positions belonging to a measurement range, and building a separate model of the position of the positioning device for each receiving element based on the stored data for each known position in step d) to enable more accurate position measurement of position detection utilized during medical treatment; wherein the model is based on known positions in a measurement range and is performed by estimating the position using a two stage search procedure, a first stage comprising trying a number of equally spaced positions in the measurement range to establish a starting point in the model for each receiving element, and a second stage comprising minimizing a difference between a vector corresponding to the measured receive signals and a calculated vector corresponding to the starting point using an iterative search process.
2858 | Infusion system and method of use which prevents over-saturation of an analog-to-digital converter | To detect air in a fluid delivery line of an infusion system, infusion fluid is pumped through a fluid delivery line adjacent to at least one sensor. A signal is transmitted and received using the at least one sensor into and from the fluid delivery line. The at least one sensor is operated, using at least one processor, at a modified frequency which is different than a resonant frequency of the at least one sensor to reduce an amplitude of an output of the signal transmitted from the at least one sensor to a level which is lower than a saturation level of the analog-to-digital converter to avoid over-saturating the analog-to-digital converter. The signal received by the at least one sensor is converted from analog to digital using an analog-to-digital converter. The at least one processor determines whether air is in the fluid delivery line based on the converted digital signal. | 1. An infusion system for being operatively connected to a fluid delivery line and to an infusion container containing an infusion fluid, the infusion system comprising: a pump; at least one sensor disposed adjacent to the fluid delivery line and configured to transmit and receive a first signal to detect whether there is air in the fluid delivery line, the at least one sensor configured to transmit a second signal, the second signal indicative of whether there is air in the fluid delivery line; an electronic detection device electronically connected to the at least one sensor and configured to receive the second signal; at least one processor in electronic communication with the pump, the at least one sensor, and the electronic detection device; and a memory in electronic communication with the at least one processor, wherein the memory comprises programming code for execution by the at least one processor, and the programming code is configured to operate the at least one sensor at a resonant frequency or at a modified frequency which is different than the resonant frequency; wherein the programming code is configured to determine whether the electronic detection device would be saturated as a result of operating the at least one sensor at the resonant frequency; wherein the programming code is configured such that if the programming code determines that operating the at least one sensor at the resonant frequency would saturate the electronic detection device, the programming code operates the at least one sensor at the modified frequency, wherein operating the at least one sensor at the modified frequency causes the amplitude of the second signal to be lower than required to saturate the electronic detection device and greater than the minimum level of useful signal strength of the electronic detection device; and wherein the programming code is configured such that if the programming code determines that operating the at least one sensor at the resonant frequency causes the amplitude of the second signal to be lower than the saturation level of the electronic detection device and greater than the minimum useful signal strength of the electronic detection device, the programming code operates the at least one sensor at the resonant frequency.
2859 | Circuitry for charging a battery in an implantable medical device in accordance with historical parameters impacting battery capacity | An algorithm programmed into the control circuitry of a rechargeable-battery Implantable Medical Device (IMD) is disclosed that can adjust the charging current (Ibat) provided to the rechargeable battery over time (e.g., the life of the IMD) in accordance with one or more of the parameters having an effect on rechargeable battery capacity, such as number of charging cycles, charging current, discharge depth, load current, and battery calendar age. The algorithm consults such parameters as stored over the history of the operation of the IMD in a parameter log, and in conjunction with a battery capacity database reflective of the effect of these parameters on battery capacity, estimates a change in the capacity of the battery, and adjust the charging current in one or both of trickle and active charging paths to slow the loss of battery capacity and extend the life of the IMD. | 1. Circuitry for a medical device, comprising: a rechargeable battery; control circuitry configured to determine a present capacity of the battery; source circuitry configured to provide a single constant battery charging current to the battery during the entirety of a charging session; and front-end circuitry configured to generate a DC voltage upon receipt of a wireless charging field, wherein the source circuitry is powered by the DC voltage, wherein the control circuitry is further configured to determine a magnitude of the single constant battery charging current in accordance with the determined present capacity of the battery and to control the source circuitry to produce the determined magnitude of the single constant battery charging current during the charging session.
2860 | Plug-in accessory for configuring a mobile device into an external controller for an implantable medical device | Disclosed is a plug-in accessory for operating a mobile device as an external controller for an Implantable Medical Device (IMD). The accessory includes a connector insertable into a port on the mobile device. Accessory circuitry can be powered by a battery or by the mobile device. An application on the mobile device in conjunction with the accessory configures the mobile phone for immediate use as an IMD external controller. When the accessory is inserted into the port or a switch on the accessory pressed, the application operates to validate the accessory; to unlock the phone; to secure the mobile device; and to render a graphical user interface on the mobile device for communicating with the IMD. The accessory can additionally include telemetry circuitry and an antenna for communicating with the IMD, rather than using short-range communication means provided in the mobile device itself. | 1. An accessory coupleable to a mobile device to enable wireless communications with a medical device of a patient, the accessory comprising: a housing; control circuitry within the housing; and a coaxial audio connector on the housing and electrically coupled to the control circuitry, wherein the coaxial audio connector is configured for connection to a port on a mobile device, wherein the control circuitry is configured to communicate via the coaxial audio connector with the mobile device to configure the mobile device into an external controller to allow the patient to transmit and receive data along a communication link to and from the medical device.
2861 | Charging system incorporating receive coil de-tuning within an implanted device | A system for transferring power to, and communicating with, at least one body-implantable active device includes an external power transfer system associated with an external device disposed outside of a body, operable to transfer power through a dermis layer to each body-implantable active device, and communicate data to and from each body-implantable active device, and also includes a power receiving system associated with each body-implantable active device, operable to receive power transferred from the external power transfer system, and communicate data to and from the external power transfer system. The body-implantable active device may include an implantable neurostimulation system. | 1. A system for transferring power from an external power transfer system (EPTS) to at least one body-implantable active device (BIAD) through a dermis layer, said system comprising: an EPTS for being disposed external to a dermis layer of a body; and a BIAD for being disposed beneath the dermis layer of the body; the EPTS including: a transmit coil; and a transmit coil driver circuit operable to drive the transmit coil with a resonant current; the BIAD including: a receive coil tuned to the resonant frequency of the transmit coil and operable to inductively receive power therefrom when in proximity thereto; a charge storage device; a charging circuit having an input to which the received power is coupled, and operable to provide on an output thereof a charging current to the charge storage device, and further operable to determine when charging is complete or no longer desired; and a de-tuning circuit coupled to the receive coil, and operable to detune the receive coil to substantially inhibit power transfer from the transmit coil to the receive coil based upon the charging determination.
2862 | Lower leg sensing device and method of providing data therefrom | A lower leg sensing device includes a housing, a leg attachment member and real time data providing member. The housing includes a position angle sensor, an magnetic field sensor, and a foot contact sensor. The leg attachment member is configured to facilitate attachment of the housing to the lower leg of a user. The real-time data providing member provides data, in real-time, pertaining to the angle of a lower leg of a user relative to a line of gravity upon contact with an outside surface by a leg of a user. A method of providing data to a user that is running or walking is also disclosed. | 1. A method of providing data to a user that is running or walking comprising the steps of: providing a lower leg sensing device having a mounting member configured to mount the lower leg sensing device on a user leg between the user'ss knee and ankle, the lower leg sensing device including at least a position angle sensor configured to measure a shank angle of the user at a time of a foot contact and a measurement sensor configured to measure an element positioned on a user leg; coupling the lower leg sensing device to a lower leg of a user between the user'ss knee and ankle; sampling the position angle sensor and determining a foot contact time; determining the angle of the lower leg relative to a line of gravity based upon the data received from the position angle sensor and the a foot contact time; providing information to a user pertaining to the angle of the lower leg relative to the line of gravity; comparing the angle that has been determined to a known range of acceptable angles using a program module; providing a user understandable signal to a user sufficient for the user to determine whether the angle that has been determined is within the known range of acceptable angles; providing a user understandable signal if the angle that has been determined is outside of the known range of acceptable angles on a first side of the range.
2863 | Systems and methods for coordinating musculoskeletal and cardiovascular or cerebrovascular hemodynamics | Described herein are methods for determining a target musculoskeletal activity cycle (MSKC) to cardiac cycle (CC) timing relationship. The method may include detecting a first characteristic of a signal responsive to a CC timing of a user that repeats at a frequency that corresponds to a heart rate of the user; detecting a second characteristic of a signal responsive to a rhythmic musculoskeletal cycle activity (MSKC) timing of the user that repeats at a frequency that corresponds to the MSKC rate of the user; determining a value representative of an actual timing relationship between the first characteristic and the second characteristic; detecting a third characteristic of a signal corresponding to a physiological metric that varies with the actual timing relationship between the first and second characteristics; and determining a target value representative of a preferred timing relationship between the first and second characteristics. | 1. A method for guiding a user towards a target rhythmic musculoskeletal activity cycle (MSKC) to cardiac cycle (CC) timing relationship, comprising: providing a recurrent prompt from a prompt device to a user, wherein the recurrent prompt is provided to guide the user to time performance of a rhythmic musculoskeletal activity with the recurrent prompt; detecting a first signal responsive to the CC of the user using a first sensor; determining, with a processor, a CC rate of the user from the first signal; detecting a second signal responsive to the MSKC of the user using the first sensor or a second sensor; identifying, with a processor, a target MSKC-to-CC timing relationship; determining, with a processor, an actual MSKC-to-CC timing relationship between the CC and the MSKC; comparing, with a processor, the actual MSKC-to-CC timing relationship to the target MSKC-to-CC timing; and adjusting the recurrent prompt based on a difference between the actual MSKC-to-CC timing relationship and the target MSKC-to-CC timing relationship so as to guide the user to reduce the magnitude of the difference.
2864 | Watch-type mobile terminal and method of controlling the same | Provided is a watch-type terminal including: a main body that includes an antenna module which transmits and receives a wireless signal in a predetermined frequency band; a band that extends from the main body and that is formed in such a manner that the main body is removably worn on a wrist; a ground portion that includes first and second metal members that extend to have different lengths; a sensing unit that detects whether or not the main body is worn on the wrist; and a controller that grounds the antenna module to at least one of the first and second metal members, based on whether or not the main body is worn on the wrist. | 1. A watch-type terminal comprising: a main body that includes an antenna module configured to perform wireless communication in a defined frequency band; a band coupled to the main body and being sized to be removably coupled to a user'ss wrist; a ground portion that includes first and second metal members that extend to have respectively different lengths; a sensor unit configured to sense biological information of a user when the main body is positioned at the user'ss body part; a switch configured to selectively ground the antenna module; and a controller configured to: determine that the main body is positioned at the user'ss body part when the sensor unit senses the biological information of the user; determine that the main body is not positioned at the user'ss body part when no biological information is sensed by the sensor unit; control the switch to ground the antenna module to the first metal member upon occurrence of the determining that the main body is not positioned at the user'ss body part; and control the switch to ground the antenna module to the second metal member upon occurrence of the determining that the main body is positioned at the user'ss body part.
2865 | Bladders, compartments, chambers or internal sipes controlled by a web-based cloud computer system using a smartphone device | A computer system including a Web site and/or a cloud array of computers configured to have a connection to a smartphone or other mobile computer device and use the device and connection to control a configuration of one or more bladders, compartments, chambers and internal sipes located in a sole or removable inner sole insert of footwear. The computer system can also use the device and connection to transmit data to the computer system for storage and/or shared or independent processing and/or analysis, process data from sensors located in either one or both of the sole or the removable inner sole insert of the device user, and in, on, or near a center of gravity of the device user, and use the processed data to alter a configuration of the bladders, compartments, chambers and internal sipes. | 1. A computer system, comprising: a Web site and/or a cloud array of computers; wherein the computer system is configured to have a connection to a smartphone device or other mobile computer device and the computer system is configured to use the device and the connection to control a configuration of: one or more computer-controlled bladders, compartments, chambers and internal sipes located in a footwear sole or a removable inner sole insert of both shoes or other footwear of a user of the device; and wherein the computer system is further configured to use the device and the connection to: transmit data to the computer system for storage and/or shared or independent processing and/or analysis, process data received from one or more sensors located in either one or both of the sole or the removable inner sole insert of the device user, and from at least one sensor located in, on, or near a center of gravity of the device user, and use at least the processed data to alter the configuration of the one or more bladders, compartments, chambers and internal sipes of the device user.
2866 | Interchangeable wireless sensing apparatus for mobile or networked devices | One embodiment of this invention is an interchangeable sensing apparatus (ISA) comprising a common base unit (CBU), to which a sensor head from a class of sensor heads can be attached using a common or standard interface to produce a sensing apparatus suited for an application, whereas the CBU receives signals from the sensor head and transmits the signals, either through a wired or wireless connection, preferably wireless, to one or more devices. | 1. An interchangeable sensing apparatus comprising a common base unit which comprises: a first processor, a wireless communication module and a first interface; a power supply; and a sensor head selected from two or more sensor heads; wherein the sensor head is connected to the common base unit using the first interface that is a data and power interface, and mechanically joined with the common base unit using a matching plug-in connector to produce a one-piece apparatus without wires from or to external connections; wherein each of the two or more sensor heads performs a distinctively different function and is configured to connect to the common base unit to produce a one-piece networking sensing apparatus suited for an application; and wherein the sensor head comprises a chip for signal collection or generation and a matching interface to the first interface and the signals from the chip is transmitted to or received from the first processor in the common base unit via the matching interface, and the wireless communication module under the control of the first processor, transmits the signals to or receives the signals from one or more devices wirelessly, wherein said one or more devices are users's viewing devices that display an image received from the wireless communication module, wherein the common base unit further comprises both a first WLAN access point function to connect one or more devices to it as WLAN clients and a WLAN client function to connect to a second WLAN access point or router so that a first set of one or more local devices receive signals directly from the interchangeable sensing apparatus as WLAN clients to the first WLAN access point and concurrently using time division, a second set of one or more devices receive signals from the interchangeable sensing apparatus via the second WLAN access point or router, whereas the second set of one more devices include one or more local devices, and if the second WLAN access point or router is connected to a wide area network, the second set of one more devices include one or more remote devices connected to the interchangeable sensing apparatus via the second WLAN access point or router over the Internet.
2867 | Providing location and spatial data about the physical environment | A system and computer program product are provided for providing location and spatial data about the physical environment. The system is configured to sense a tag provided in the environment by a mobile device; receive data from the tag at the mobile device, the data including location and spatial data relating to the physical environment of the tag; and represent the location and spatial data from the tag by the mobile device. In one embodiment, sensing a tag may include sensing a tag in the form of a machine-readable symbol; and receiving data from the tag receives data by processing an image of the machine-readable symbol by the mobile device. In another embodiment, sensing a tag includes sensing a tag in the form of a transmitter device; and receiving data from the tag receives data by receiving a signal by the mobile device. | 1. A system for providing location and spatial data about a physical environment, in a form of a mobile device comprising: a sensing component configured to sense a tag provided in the physical environment by a mobile device, wherein the sensing component is configured to sense a symbol tag in a form of a machine-readable visual symbol encoding the location and spatial data about the physical environment and sense a signal tag in a form of a transmitter device; a tag data receiver configured to receive data from the tag at the mobile device, the data including location and spatial data about the physical environment of the tag, wherein the tag data receiver is configured to receive the data from the tag by processing an image of the machine-readable visual symbol by the mobile device and receive the data from the tag by receiving a signal by the mobile device, wherein the tag data receiver includes a camera configured to identify a location of the tag by processing the image of the machine-readable visual symbol and a signal receiver configured to receive data about a hazard in the physical environment from the tag by receiving the signal; and a data representing component configured to represent the location and spatial data from the tag by the mobile device.
2868 | Combining signal information from shoes and sports racket | Methods and apparatus are disclosed for correlating signals from a sports racket with signals from the shoes worn by a player wielding the racket to gain insight into the player's footwork at ball striking moments. | 1. A device comprising: at least one computer memory that is not a transitory signal and that comprises instructions executable by at least one processor for: receiving first signals from at least one sensor on a sports racket; receiving second signals from at least one sensor on a shoe worn by a player wielding the sports racket; and based at least in part on the first and second signals, presenting an indication on at least one display, the indication including indications of whether a forehand or a backhand was hit based on a time of variation in the first signals, with a forehand being indicated responsive to an increase in pressure as indicated by the first signals and with a backhand being indicated responsive to a decrease in pressure as indicated by the first signals.
2869 | Athletic activity heads up display systems and methods | A method of using an athletic activity heads up display system during an athletic activity includes the steps of a heads up display unit receiving information about a sport ball and the heads up display unit displaying an image to an individual based on the information, where the image is overlaid on the individual's present field of view of an environment. | 1. A method of using an athletic activity heads up display system during an athletic activity, comprising: a heads up display unit optically recognizing the presence of a sport ball in the heads up display unit'ss projected image field; and the heads up display unit displaying an image to an individual overlaid on the individual'ss present field of view of an environment, wherein the displayed image indicates an objective for the individual, wherein the objective is for the individual to approach the sport ball on foot in a specific manner, wherein the displayed image indicates the specific manner by which the individual should approach the sport ball on foot, and wherein the specific manner comprises one of a desired speed, timing, and cadence of footsteps.
2870 | Motion information processing device | A motion information processing device for supporting a rehabilitation according to an embodiment includes obtaining circuitry and specification circuitry. The obtaining circuitry obtains image information of a subject carrying out a predetermined motion in the rehabilitation and surroundings of the subject. The specification circuitry specifies motion information of the subject carrying out the predetermined motion on the basis of a predetermined feature in the image information obtained by the obtaining circuitry. | 1. A motion information processing device for supporting a rehabilitation, the motion information processing device comprising: obtaining circuitry configured to obtain image information of a subject carrying out a predetermined motion in the rehabilitation and surroundings of the subject, the image information including photographic image information and depth image information; and specification circuitry configured to calculate positions of joints of the subject from the photographic image information and the depth image information included in the image information obtained by the obtaining circuitry, and to specify motion information of the subject carrying out the predetermined motion on the basis of a feature represented by the calculated positions of joints.
2871 | Apparatus, method, and system of building and processing personal emotion-based computer readable cognitive sensory memory and cognitive insights for enhancing memorization and decision making skills | A personal emotion-based cognitive assistant system includes one or more components which may be worn by a user as a headset, one or more sensors that capture an emotional state of the user, a processor that identifies personal meaning of an environment of the user based on the captured emotional state, and a memory that stores the identified personalized meaning with data about the environment in different areas of the memory based on the identified personal meaning. | 1. A personal emotion-based cognitive assistant system comprising: at least one mechanism configured to capture, in real time, data about an environment comprising synchronized visual and audio information observed by a user; at least one sensor configured to capture an emotional state of the user corresponding to the captured synchronized visual and audio information; a processor configured to identify personal meaning of the environment of the user based on the captured emotional state; and a memory configured to store the identified personalized meaning with data about the environment in different areas of the memory based on the identified personal meaning, wherein the identifying of the personal meaning of the environment by the processor comprises: filter, detect, and identify instinct emotional signals of the user towards the stored captured synchronized visual and audio information based on the captured emotional state of the user and distinctive instinct reference signals stored in a database; identify the personal meaning of the environment, which is an instinct emotional code based on the identified corresponding instinct emotional signals, wherein the identified corresponding instinct emotional code embodies distinctive identified discriminations between components of the identified corresponding instinct emotional signals and the distinctive instinct reference signals, and generate a cognitive module by synthesizing the identified corresponding instinct emotional code with the corresponding stored captured synchronized visual and audio information, wherein the different areas of the memory are logically partitioned such that the different areas correspond to the distinctive instinct reference signals, which represent distinctive domains of a human instinct memory.
2872 | Biometric sensor ring for continuous wear mobile data applications | A biometric sensing apparatus for estimating the emotional state of a user. A self-contained biometric sensing ring is worn on the finger (or fingers) of the user during their normal activities. Biometric information is collected and sent wirelessly to the user's mobile device configured with application programming for analyzing and displaying the biometric information. The biometric ring is configured with sensors that the structure of the ring retains at a proper pressure against the finger of the user. The sensors comprise at least electrodermal response (EDR), photoplethysmograph (PPG), temperature, and acceleration. The ring has a self-contained power source, and is configured for adjustably fitting a wide range of users. | 1. A biometric sensing ring apparatus for estimating emotional state of a user for display on a mobile device, said apparatus comprising: a biometric sensing ring configured for wearing on the finger of the user over extended periods while allowing the user to perform normal activities; a housing of said biometric sensing ring, wherein said housing comprises an upper shoulder/setting portion of the housing configured for retaining a power storage device, and a lower band portion of the housing which is &quot;U&quot; shaped; wherein said upper shoulder/setting portion is configured for receiving ends of said &quot;U&quot; shaped lower band portion so that one or both ends of this &quot;U&quot; shaped lower band portion are inserted to a desired depth into said upper shoulder/setting portion so that the interior of the ring closes down on the finger sufficient to assure proper sensor contact on both the top and bottom surfaces of the finger; a plurality of sensors retained in said housing of said biometric sensing ring to extend into its interior for establishing secure skin contact on a portion of the finger of the user while the biometric sensing ring is being worn; wherein said plurality of sensors comprise an electrodermal activity (EDA), photoplethysmograph (PPG), temperature; an acceleration sensor configured for sensing accelerations in three dimensions as the user performs normal activities; a control circuit configured for collecting biometric information from said plurality of sensors and said acceleration sensor, for storage in a memory and for communication to the mobile device; wherein said power storage device is configured for supplying power to said plurality of sensors, said acceleration sensor, and said control circuit; and a communications interface coupled to, or integrated with, said control circuit, said communications interface configured for communicating data from said biometric sensing ring to the mobile device having an application program configured for displaying estimated emotional state of the user; wherein a flexible circuit board is retained within said lower band portion of the biometric sensing ring, wherein said flexible circuit board electrically interconnects sensors within said plurality of sensors; wherein said flexible circuit board is disposed around at least one half of the periphery of said biometric sensing ring to interconnect sensors configured for sensing the underside of the user'ss finger, with sensors configured for sensing the upper side of the user'ss finger; and wherein said flexible circuit is configured for retaining circuit elements distributed along said flexible circuit board and flex spaces between said circuit elements.
2873 | Performance monitoring systems and methods | We have disclosed systems and methods for portable performance monitoring of an individual during a physical activity. The systems and methods may include a portable sensor component configured to be carried by the individual during the physical activity and configured to obtain movement data for the athlete individual during the physical activity. The systems and methods may also include a portable output component configured to be carried by the individual during the physical activity and configured to provide an output to the individual during the physical activity. The systems and methods may further include a portable processing component in communication with the portable sensor component and the portable output component, where the portable processing component is configured to be carried by the individual during the physical activity. The portable processing component may be configured to identify movement of the individual during the physical activity. | 1. A method for supplementing electronic position data, the method comprising: collecting electronic position data on a portable electronic device during a fitness activity, the portable electronic device comprising a microprocessor, a memory, a microphone, a display screen, a user input, a satellite positioning system receiver, a digital camera, and a wireless communication transceiver, the electronic position data being determined via the satellite positioning system receiver; inputting supplemental electronic data into the portable electronic device and electronically linking the supplemental electronic data to the electronic position data, wherein the supplemental electronic data comprises one of a voice annotation, a digital image, a digital video segment, and electronic text; storing the electronically linked electronic position data and the supplemental electronic data in the memory of the portable electronic device; wirelessly transmitting the electronically linked electronic position data and the supplemental electronic data to a remote computer via the wireless communication transceiver; receiving the electronically linked electronic position data and the supplemental electronic data on a second portable electronic device, the second portable electronic device comprising a display screen, a microprocessor, a memory, a microphone, a user input, a satellite positioning system receiver, a digital camera, and a wireless communication transceiver; and displaying the electronic position data and the supplemental electronic data on the display screen of the second portable electronic device.
2874 | Methods and devices for intraoral tactile feedback | The present invention is directed to methods and devices for teaching the proper configuration of the oral articulators, particularly the tongue, corresponding to particular speech sounds by providing intraoral tactile feedback. Intraoral tactile feedback is achieved by placing nodes in the oral cavity of the patient in locations corresponding to the proper lingual position required to produce a target sound. These nodes facilitate identification of the appropriate lingual position corresponding to a target speech sound by providing tactile differentiation when the target sound is properly produced. | 1. A method of teaching a person to pronounce a particular sound, which comprises: providing at least one sound training device comprising a handle, a node support and one or more nodes for indicating proper positioning of the person'ss tongue for accurate pronunciation of the particular sound, with the node support configured and dimensioned (a) to provide tactile feedback to the person at its respective node location(s) on the node support with the feedback signaling proper positioning of the tongue for accurate pronunciation of the particular sound, and (b) to limit intrusiveness in the person'ss mouth while providing sufficient strength to support the one or more nodes; providing at least one of the one or more nodes with a sensor mounted thereon, with the sensor positioned and dimensioned for sensing lingual contact of the person'ss tongue with or near the node, providing a signal based such contact, and transmitting the signal to a computer; and providing the device with registration features for positioning the device in an appropriate location in the person'ss oral cavity such that the person'ss tongue is able to freely navigate to contact the one or more nodes and be positioned for making the particular sound with the location being dependent on the particular sound to made, wherein the method provides a first device comprising a cylindrical node configured to be positioned in a medial location inferior to the person'ss palate to provide tactile feedback for the proper tongue position corresponding to the /r/ sound; wherein, when the tongue is so positioned, the sound training device provides tactile feedback to the person to assist in proper and accurate pronunciation of the particular sound, and wherein the computer includes software that monitors contact of the tongue with the sensor(s) that are mounted on and are no larger than the node(s) and provides interactive feedback including one or more of: real time on-screen visualization of lingual contacts with the one or more nodes; game style positive reinforcement based on progress, data collection or statistical analysis; playback of recorded verbal reproductions; an indication of the status of patient speech productions; and pre-recorded phoneme productions to encourage greater accuracy via imitation; providing one or more additional devices selected from a group of devices including: a second device comprising a node configured to be positioned in a location on the person'ss alveolar ridge to provide tactile feedback for the proper tongue position corresponding to the /l/, /t/, or /d/ sound; a third device comprising a pair of nodes configured to be positioned in lateral posterior locations on either side of the person'ss palate to provide tactile feedback for the proper tongue position corresponding to the /k/ or /g/ sound; a fourth device comprising a pair of nodes configured to be positioned in lateral anterior locations on either side of the person'ss palate to provide tactile feedback for the proper tongue position corresponding to the l) l sound; a fifth device comprising a node configured to be positioned in an anterior location inferior to the person'ss palate to provide tactile feedback for the proper tongue position corresponding to the /s/, /z/, ILI (sh), or /Z/ (Qr\) sounds; and a sixth device comprising a node configured to be positioned in an anterior location on the person'ss palate to provide tactile feedback for the proper tongue position corresponding to the lx LI (ch) or /8Z/ (j) sound, wherein the devices are provided in a kit that includes a common handle that can be used for separately and sequentially holding each device, and wherein each handle includes a node support and an alignment guide located thereon for proper positioning of the device on the person'ss palate.
2875 | Systems and methods for calculating text difficulty | Disclosed are systems, methods, and products for language learning that automatically extracts keywords from resources using various natural-language processing product features, which can be combined with custom-designed learning activities to offer a needs-based, adaptive learning methodology. The system may receive resources having text and then determine a text difficulty score that predicts how difficult the resource is for language learners based on any number of factors, including any number of semantic and syntactic features of the text. Training resources labeled with metadata may be used to train a statistical model for determining difficulty scores of newly received text. Resources may be grouped based on difficulty score, and groups of resources may correspond to language learners' proficiency levels. | 1. A computer-implemented method comprising: extracting, by a computer, text from one or more resources of a corpus stored in a database, the corpus comprising a plurality of resources, each resource containing text; identifying, by the computer, a set of lexical features in the text of a resource of the corpus according to a lexical feature bank file indicating one or more semantic features and one or more syntactic features, wherein the set of lexical features comprises at least one semantic feature in the bank file and at least one syntactic feature in the bank file; storing, by the computer, into a database configured to store the corpus comprising the plurality of resources and metadata associated with each resource, metadata containing a first value associated with each of the lexical features in the set of lexical features according to the bank file, wherein the bank file indicates each value associated with each respective lexical feature; determining, by the computer, a text difficulty score for the text using each of the first values associated with each of the features in the set of lexical features; storing, by the computer, into the database storing the plurality of resources, metadata containing the text difficulty score associated with the text of each resource; and generating, by the computer, a portion of one or more lessons associated with a learner profile using the text of a resource selected from the database based upon metadata indicating one or more skill scores of the learner profile stored in a profile database and the metadata containing the text difficulty score of each of the resources of the corpus in the database; wherein the resource contains an audio track, and wherein the text is a transcript of the audio track.
2876 | Data synchronization method and data transmission system to carry out such a method | A method for synchronizing data transmitted between at least one transmit terminal (TE) and a receive terminal (TR) via a transmission channel (CD) with unmanaged latency, comprising the steps: (a) in said or in each transmit terminal, generating at least one synchronization signal (SSYNC) having a known temporal relationship with the time of transmission of at least one data packet (SEEG) to be synchronized; (b) transmitting said or each data packet to be synchronized on said transmission channel with unmanaged latency, and said or each synchronization signal on an auxiliary transmission channel (CS) with managed latency; (c) in said receive terminal, receiving said or each data packet to be synchronized and said or each synchronization signal; and (d) synchronizing said or each data packet received by said receive terminal by means of said synchronization signal. Data acquisition device for carrying out such a method. | 1. A method for estimating a time of transmission of data packets transmitted between a transmit terminal (TE) and a receive terminal (TR) via a transmission channel (CD), the time of transmission of data corresponding to the time at which the data is transmitted from the transmit terminal (TE), the data propagating from the transmit terminal to the receive terminal with an unknown propagation delay, comprising the steps: (a) in said transmit terminal, generating at least one synchronization signal (SSYNC) having a known temporal relationship with the time of transmission of the data (SEEG) to be synchronized; (b) transmitting said data on said transmission channel from the transmit terminal to the receive terminal; (c) transmitting said synchronization signal on an auxiliary transmission channel (CS) from the transmit terminal to the receive terminal, the synchronization signal propagating from the transmit terminal to the receive terminal with a known propagation delay; (d) in said receive terminal, receiving each data packet to be synchronized and the synchronization signal; (e) synchronizing each data packet received by said receive terminal by means of said synchronization signal; and (f) estimating the time of transmission of the data using the known propagation delay of the synchronization signal and the temporal relationship of the synchronization signal with the time of the transmission.
2877 | Identifying and rendering content relevant to a user's current mental state and context | Systems and methods are provided for identifying and rendering content relevant to a user's current mental state and context. In an aspect, a system includes a state component that determines a state of a user during a current session of the user with the media system based on navigation of the media system by the user during the current session, media items provided by the media system that are played for watching by the user during the current session, and a manner via which the user interacts with or reacts to the played media items. In an aspect, the state of the user includes a mood of the user. A selection component then selects a media item provided by the media provider based on the state of the user, and a rendering component effectuates rendering of the media item to the user during the current session. | 1. A media system configured to provide streaming media content to users via a network, comprising: a memory that stores computer executable components; a processor that executes at least the following computer executable components stored in the memory: a state component configured to determine a mental state of a user during a current session of the user with the media system based on navigation of the media system by the user during the current session, media items provided by the media system that are played for watching by the user during the current session and a manner via which the user interacts with or reacts to the played media items, wherein the mental state of the user includes a mood of the user; a selection component configured to select a media item provided by the media system based on the state of the user; and a rendering component configured to effectuate rendering of the media item to the user during the current session.
2878 | Providing to a public-safety answering point emergency information associated with an emergency call | Users store information relevant to first responders in the event of an emergency. When a user later places an emergency call, the user's emergency information is automatically made available to the public-safety answering point operator handling the call. Hotel personal are notified of the call and may listen to and break in to the ongoing call in order to assist. A reverse 9-1-1 broadcast enables hotel personnel to quickly notify guests of an emergency situation via in-room and mobile phones. In the event that police need to conduct surveillance on a target location, the onsite PBX server reconfigures phones within the vicinity of the target location to operate in an open mode and records the audio/visual information received. An incoming call to a hotel room from the PSAP is automatically connected to the in-room phone even if other incoming calls not from the PSAP are being screened by front desk. | 1. A system for providing personalized emergency information to a public-safety answering point (PSAP) regarding a guest of a hospitality establishment, the system comprising: a server configured to receive emergency information from a plurality of different users; a storage device configured to store each of the users's emergency information associated with a respective unique user identifier; and a controller configured to determine a particular user identifier, the particular user identifier corresponding to a user who is currently checked in to a guest room in the hospitality establishment at the time an emergency call is placed from the guest room; wherein the controller is further configured to send to the Public Safety Answering Point (PSAP) the emergency information associated with the particular user identifier.
2879 | Electroencephalography (EEG) camera control | Various techniques for performing camera control techniques based on brainwave data from an electroencephalography (EEG) headset are disclosed herein. In an example, a computing system operates to receive brainwave data representing brainwave activity, process the brainwave data, and transmit a command to a camera device based on the processed brainwave data. For example, the brainwave data may correlate to raw brainwave signals (from gamma, beta, alpha, theta, or delta brainwaves), or composite brainwave signals (from multiple brainwaves, representative of attention, meditation, or like states). As a result, the computing system may transmit a command to a camera device to capture an image, a burst of images, start/stop video recording, or like commands for image and video operations, based on a human user's detected brainwave state. Further processing, detection, and training methods for brainwave control of camera operations are also disclosed. | 1. A computing device, comprising: processing circuitry; and a camera command processing component, operable with the processing circuitry, to: receive brainwave data from an electroencephalography (EEG) headset, the brainwave data including a composite brainwave value that represents a combination of raw brainwave measurements of multiple brainwaves including two or more of: gamma, beta, alpha, theta, or delta brainwaves; process the composite brainwave value to identify a user mental state, wherein the user mental state is identified by the composite brainwave value exceeding a threshold value; determine a camera capture condition based on the identified user mental state; and transmit a command to a camera device to perform a capture of imaging data with the camera device, the command corresponding to the camera capture condition.
2880 | System and method for calibration and reproduction of audio signals based on auditory feedback | Systems and methods are provided for testing an individual's hearing and correcting audio signals to compensate for the significant variance in each listener's sensitivity to various frequencies of the audible spectrum. An auditory calibration procedure includes identifying a first volume level as a minimum volume level at which nominal frequency tones are audible, a minimum frequency at which said first volume level is audible, a maximum frequency at which said first volume level is audible, and a minimum volume level at which a number of intervening sample frequencies are audible. A substantially parabolic correction curve is generated based on the minimum volume levels at the various sample frequencies. The correction curve is applied to modify real time audio signals generated upon execution of an audio file functionally linked to the processor, wherein the modified real time audio signals are provided to an audio output device. | 1. A non-transitory computer readable medium functionally linked to an audio output device configured to produce audio output responsive to audio input signals, the computer readable medium having program instructions residing thereon and executable by a processor to direct the performance of operations comprising: upon initiation of an auditory calibration procedure having one or more components for mitigating anticipation and assumption by a user, identifying a first volume level as a minimum volume level at which a tone having a nominal frequency is audible to the user, identifying a minimum frequency at which a tone at said first volume level is audible to the user, identifying a maximum frequency at which the tone at said first volume level is audible to the user, for each of one or more samples having frequencies between said minimum frequency and said maximum frequency, determining a minimum volume level at which a respective frequency is audible to the user; and upon completion of the auditory calibration procedure, generating a transform equation representing a customized parametric correction curve based on the minimum volume levels at the one or more sample frequencies, and responsive to real time audio signals generated upon execution of an audio file functionally linked to the processor, applying the correction curve to modify the real time audio signals, further modifying the real time audio signals with transformations based on a profile for the audio output device, and further modifying the real time audio signals with logarithmic transformations to reduce artificial amplitude peaks and sampled ambient sound frequencies exceeding a predefined threshold, wherein the modified real time audio signals are provided as audio input signals to the audio output device.
2881 | Methods and systems of an adjustable bed | The disclosure relates to an adjustable bed facility including an adjustable bed frame including one or more articulating segments; a vibration motor and/or an air inflatable mattress associated with the adjustable bed frame; an adjustable bed controller associated with the adjustable bed frame and adapted to control the adjustable bed frame, the vibration motor and/or air pressure in the air inflatable mattress; and a handheld remote control having a user interface adapted to initiate a transmission of at least one of a position recall command, a vibration recall command and/or an inflation recall command from the handheld remote control to the adjustable bed controller. Related methods for controlling an adjustable bed facility are also disclosed. | 1. An adjustable bed facility comprising: an adjustable bed frame comprising one or more articulating segments; a vibration motor associated with the adjustable bed frame; an adjustable bed controller associated with the adjustable bed frame and adapted to control the adjustable bed frame and the vibration motor; and a handheld remote control having a user interface adapted to initiate a transmission of at least one of a position recall command and a vibration recall command from the handheld remote control to the adjustable bed controller; wherein: the adjustable bed controller is adapted to adjust, in response to a user initiated position recall command, a position of a bed segment to a preset position, wherein the preset position is represented by a position that is within a pre-determined range of discrete acceptable positions for the bed segment, the discrete acceptable positions being stored in memory and defining a range of available positions including: a base value stored in memory and defining a flat position for the bed segment, and a plurality of intermediate discrete positions stored in memory and measured from the base value; and the adjustable bed controller is adapted to adjust, in response to a user initiated vibration recall command, a vibration intensity of the vibration motor to a preset vibration intensity.
2882 | Systems and methods for hybrid radio communication for medical telemetry | A portable telemetry device includes a measurement component, a unidirectional radio, a bidirectional radio, and a communication component. The measurement component is configured to receive, from at least one sensor, physiological data representative of a physiological condition of a patient. The unidirectional radio is configured to transmit signals in a first wireless frequency band. The bidirectional radio is configured to transmit and receive signals in a second wireless frequency band different from the first wireless frequency band. The communication component is configured to transmit the physiological data using the unidirectional radio and transmit and receive control data using the bidirectional radio. | 1. A portable telemetry device comprising: a measurement component configured to receive, from at least one sensor, physiological data representative of a physiological condition of a patient; a unidirectional radio configured to transmit signals in a first wireless frequency band within a licensed wireless spectrum; a bidirectional radio configured to transmit and receive signals in a second wireless frequency band, wherein the second wireless frequency band does not overlap with the first wireless frequency band, and wherein the second wireless frequency band is within an unlicensed wireless spectrum; and a communication component configured to: in a default routing configuration, transmit the physiological data using the unidirectional radio and simultaneously transmit and receive control data using the bidirectional radio, wherein the control data is used for controlling operation of the portable telemetry device, and in a backup routing configuration, switch the physiological data between the non-overlapping frequency bands of the unidirectional radio and the bidirectional radio, such that the physiological data is transmitted using the bidirectional radio and the control data is received using the bidirectional radio, wherein the communication component is configured to transition from the default routing configuration to the backup routing configuration in response to a determination that the unidirectional radio is disconnected from a corresponding receiver, said portable telemetry device being configured as a single, portable, patient-associated, hybrid unit.
2883 | Wearable medical system with stretch-cable assembly | A Wearable Medical System includes a support structure that is configured to be worn by a person. The WMS also includes an electronics module, a cable assembly, and at least one electrode that can be configured to be coupled to the support structure. The cable assembly includes a base member and a cable coupled to the base member. The support structure can be dimensioned relative to the person's body to be worn with tension, and be resiliently stretched under the tension. The stretching of the support structure can stretch the base member of the cable assembly, thus increasing the effective length of the cable, while reducing or even eliminating slack in the cable. | 1. A Wearable Medical System (WMS), comprising: a support structure configured to be worn by a person, the support structure dimensioned relative to a body of the person to be so worn with nonzero tension, the support structure being resiliently stretched under the tension when so worn; an electronics module configured to be coupled to the support structure; a base member that is substantially elongate along a main direction, the base member configured to be coupled to and uncoupled from the support structure, the base member being resiliently stretched by at least 4% along the main direction when the base member is so coupled and the support structure is so worn; a cable coupled to the base member, the cable arranged substantially along the main direction with respect to the base member the cable including two nodes; a first electrode configured to be physically coupled to a skin of the person when the support structure is so worn, the first electrode being electrically coupled to the cable between the two nodes; and a second electrode electrically coupled to the cable between the two nodes, and in which the electronics module becomes coupled electrically with the skin of the person via the cable and via the first electrode when the base member is coupled to the support structure and the support structure is so worn.
2884 | Physical activity inference from environmental metrics | Portable devices include environmental sensors that generate metrics about the environment (e.g., accelerometers detecting impulses and vibration, and GPS receivers detecting position and velocity). Such devices often use environmental metrics to extract user input directed at the device by the user, and status information about the device and the environment. Presented herein are techniques for using environmental metrics to infer physical activities performed by the user while attached to the device. For example, jogging may be inferred from regular, strong impulses and typical jogging speed; walking may be inferred from regular, weak impulses and typical walking speed; and riding in a vehicle may be inferred from low-level vibrations and high speed (optionally identifying the type of vehicle ridden by the user). Based on these inferences, the device may automatically present applications and/or or adjust user interfaces suitable for the user's physical activity, rather than responsive to user input. | 1. A method for presenting a user interface for an application on an electronic device, comprising: detecting, using at least one environmental sensor associated with the electronic device, at least one environmental metric associated with a physical activity performed by a user wearing the electronic device; and selecting a user interface mode from at least two interface modes of the user interface, based at least in part, on the at least one environmental metric associated with the physical activity, wherein the selected user interface mode includes one or more user interface elements that comprise at least one of: a user interface information element that presents information; and a user interface control element that enables control of the application; identifying, among at least two user interface presentations of the user interface element, a selected user interface presentation of the user interface element that is associated with the selected user interface mode; and presenting the user interface element according to the selected user interface presentation.
2885 | Patient programmer for implantable drug delivery device | Methods for programming an implantable drug delivery device using a mobile computing device that include establishing a connection with a telemetry unit configured for wireless communication with the implantable drug delivery device, displaying user-selectable drug delivery settings for the implantable drug delivery device, receiving at least one selection of a drug delivery setting, translating the received selection into a signal format readable by the telemetry unit, and sending the translated signal to the telemetry unit to program the implantable drug delivery device. Further embodiments include telemetry units for communication with an implantable drug delivery device, and patient programmers and a method for patient modification to a programmed drug delivery regimen., | 1. A method for communicating with an implantable drug delivery device using a mobile computing device, comprising: establishing, by the mobile computing device, a connection with a first communication interface of a telemetry unit, the telemetry unit being configured for wireless communication with the implantable drug delivery device via a second communication interface different from the first communication interface of the telemetry unit; displaying, at the mobile computing device, user-selectable drug delivery settings for the implantable drug delivery device; receiving, at the mobile computing device, at least one selection of a drug delivery setting; translating, by the mobile computing device, the received selection into a signal format readable by the telemetry unit; and sending, by the mobile computing device, the translated signal to the first communication interface of the telemetry unit, wherein the telemetry unit is configured to program the implantable drug delivery device via the second communication interface of the telemetry unit based on the translated signal received from the mobile computing device at the first communication interface of the telemetry unit.
2886 | Method of manufacturing a catheter sheath | A catheter sheath comprises a tubular member connected to a catheter handle, the tubular sheath including one or more electrical conductors and one or more electrode rings attached to the tip of the tubular member. The tubular member further includes at least one opening that allows the one or more electrical conductors to be electrically connected to the one or more electrode rings. The electrode ring is slid over the tubular member so as to cover the at least one opening. The tubular member and the electrode ring are subjected to heat treatment by induction heating so that the material of the tubular member melts locally around the electrode ring to form a seal between the tubular member and the electrode ring. | 1. A method of manufacturing a catheter sheath, comprising: providing a tubular member of non-conductive material having a proximal end and a distal end, the tubular member further having one or more electrical conductors extending from the proximal end to the distal end within the tubular member; forming at least one opening in an outer wall of the tubular member for accessing the one or more electrical conductors within the tubular member; placing at least one conductive element on the outer wall of the tubular member in electrically conductive connection with the one or more electrical conductors so that the at least one conductive element is adjacent to and surrounding the at least one opening; induction heating the at least one conductive element so that the tubular member melts locally adjacent the at least one conductive element to attach the at least one conductive element to the outer wall of the tubular member and form a seal between the tubular member and the at least one conductive element at least along each edge of the at least one conductive element; and applying a mold over the at least one conductive element prior to the induction heating to constrain the local melting of the tubular member to fill a transition zone between edges of the at least one conductive element and the tubular member.
2887 | Dipolar antenna system and related methods | Some embodiments include a dipolar antenna system to electrically power an implantable miniature device and/or to stimulate bioelectrically excitable tissue, such as, for example, through microelectronic neurostimulation. Other related systems and methods are also disclosed. | 1. An apparatus comprising: a dipolar antenna comprising: a first electrically conductive element having a first length and a first width; and a second electrically conductive element having a second length and a second width; and an electromagnetic wave exciter configured to emit electromagnetic radiation comprising a dipolar electric field, wherein the apparatus is configured to transfer energy between the electromagnetic wave exciter and the dipolar antenna through the dipolar electric field of the electromagnetic radiation; wherein: the dipolar antenna is configured to be implanted in biological tissue; the dipolar antenna is configured to receive the dipolar electric field; a combined length of the first length and the second length is greater than or equal to approximately 2 millimeters and less than or equal to approximately 5 centimeters; and the first width and the second width are each less than or equal to approximately 1.5 millimeters.
2888 | Antenna and methods of use for an implantable nerve stimulator | A pulse generator that includes a communications module is disclosed herein. The communication module includes a transceiver and an antenna circuit. The antenna circuit includes a first pathway having a capacitor and a second, parallel pathway including a capacitor, and a resistor, and a radiating element arranged in series. The antenna circuit is tuned to have a resonant frequency corresponding to a desired transmission frequency and a bandwidth corresponding to shifts in the resonant frequency arising from the implantation of the antenna circuit in a patient's body. | 1. An implantable neurostimulator for delivering one or more electrical pulses to a target region within a patient'ss body according to a program received via wireless communication with an external device, the implantable neurostimulator comprising: a hermetic housing having an external surface comprising a biocompatible material that is configured to be implanted within a body of a patient; a transceiver disposed within the hermetic housing and comprising a first lead and a second lead; and a communication antenna circuit disposed within the hermetic housing and coupled to the first lead and the second lead, the antenna circuit having a first path and a second path parallel to the first path, the first path comprising a first capacitor, and the second path comprising: a second capacitor; a radiating element; and a resistor, wherein the second capacitor, the resistor, and the radiating element are arranged in series.
2889 | User interface for an electrically motorized vehicle | A system, method, and device for operations of an electrically motorized vehicle. The vehicle can utilize an electrically motorized wheel to convert a non-motorized wheeled vehicle to an electrically motorized wheeled vehicle. A method includes calculating a set of parameters to control an amount of assistance or resistance generated by the device of the electrically motorized wheel in response to a user input, the set of parameters are calculated in response to a user selecting one of a plurality of operational modes. | 1. A method for controlling a motorized human-powered vehicle, the method comprising: receiving, from a wireless device associated with a user of the vehicle, a user selection of one of a plurality of operational modes for controlling performance of the vehicle; in response to receiving the user selection, setting, using a control unit of the vehicle, a set of operational parameters for a motor control algorithm, wherein the set of operational parameters includes at least one gain for the motor control algorithm; and controlling, using the control unit, a motor of the motorized human-powered vehicle based in part on the motor control algorithm in response to a physical user input that propels the vehicle.
2890 | Methods and apparatus for swept-source optical coherence tomography | In one embodiment of the invention, a semiconductor optical amplifier (SOA) in a laser ring is chosen to provide low polarization-dependent gain (PDG) and a booster semiconductor optical amplifier, outside of the ring, is chosen to provide high polarization-dependent gain. The use of a semiconductor optical amplifier with low polarization-dependent gain nearly eliminates variations in the polarization state of the light at the output of the laser, but does not eliminate the intra-sweep variations in the polarization state at the output of the laser, which can degrade the performance of the SS-OCT system. | 1. A clock generator for generating a clock signal from laser light, the clock generator comprising: an interferometer having a dual optical output and an input, the interferometer receiving laser light at the input and the interferometer having an optical imbalance; a balanced photoreceiver comprising a pair of photodetectors, each photodetector in optical communication with a respective one of the dual optical outputs of the interferometer, the balanced photoreceiver having an output; a zero-crossing detector having an electrical input in electrical communication with the output of the balanced photoreceiver, the output of the zero-crossing detector being the generated clock signal; an analog-to-digital converter in electrical communication with the zero-crossing detector, the analog-to-digital converter clocked by the generated clock signal; and a digital control system configured to stabilize a drive frequency of a frequency tuning element of the laser using a control signal derived from the generated clock signal.
2891 | Method and system to create custom, user-specific eyewear | Systems and methods for creating fully custom products from scratch without exclusive use of off-the-shelf or pre-specified components. A system for creating custom products includes an image capture device for capturing image data and/or measurement data of a user. A computer is communicatively coupled with the image capture device and configured to construct an anatomic model of the user based on the captured image data and/or measurement data. The computer provides a configurable product model and enables preview and automatic or user-guided customization of the product model. A display is communicatively coupled with the computer and displays the custom product model superimposed on the anatomic model or image data of the user. The computer is further configured to provide the customized product model to a manufacturer for manufacturing eyewear for the user in accordance with the customized product model. The manufacturing system is configured to interpret the product model and prepare instructions and control equipment for the manufacturing of the customized product. | 1. A method for generating a custom-fit eyewear frame geometry, the method comprising the steps of: generating an eyewear frame geometry template having predefined measurements; capturing a multi-dimensional scanned image of a user'ss head; generating a polygon mesh based on the scanned image; processing the polygon mesh to determine one or more landmarks on the scanned image, wherein the landmarks include one or more contact points at the center of bridge of nose of the user, pupils of each eye, inner folds of each ear of the user, temporal bones, sphenoid, zygomatic arch, or other contact points that aid in aligning the eyewear frame geometry template; matching a surface of the eyewear frame geometry template against the polygon mesh using the contact points; and altering one or more measurements of the eyewear frame geometry template based on the landmarks to obtain the custom-fit eyewear frame geometry.
2892 | System and method for detecting interpersonal touch using electrical properties of skin | Disclosed herein is an accurate and efficient, yet non-obtrusive system and method (using same) for detecting interpersonal touch, such as a high-five, which is prevalent in people's daily lives, so as to promote everyday interactions at diverse settings. Based on ubiquitous computing technology, one embodiment of the system for detecting interpersonal touch comprises a pre-motion filter for filtering a pre-motion prior to the interpersonal touch, a sensor for sensing electrical properties of skin, an evaluator for analyzing and determining the interpersonal touch based on the pre-motion and the electrical properties of skin, and a communicator for communicating information analyzed by the evaluator. Other embodiments are described and shown. | 1. A system for detecting interpersonal touch, comprising: a pre-motion filter for filtering a pre-motion prior to the interpersonal touch, a sensor for sensing electrical properties of skin, an evaluator for analyzing and determining the interpersonal touch based on the pre-motion filtered by the pre-motion filter and the electrical properties of skin sensed by the sensor, and a communicator for communicating data for the interpersonal touch analyzed by the evaluator.
2893 | Motion restriction and measurement for self-administered cognitive tests | A client device is configured with a test administration application for conducting self-administered tests. The user interface of the test administration application includes motion restriction regions for restricting certain body parts from moving or certain body motions during the entire or particular segments of self-administered tests. Only target response motions in a test are captured and analyzed. Undesired motions that may interfere with assessment of users' cognitive and/or motor skills are reduced or excluded. When users' hands are anchored to the device, they will have limited ability to invalidate test results, for example by taking notes or hovering hands over regions of interest in spatial recall tasks. Task administration systems provide improvements in the accuracy and reliability of tests of neurological, cognitive, and motor skills, by ensuring that user inputs to such tests are valid inputs, etc. | 1. A computer-implemented method, comprising: configuring a touch-sensitive surface of a client device to present a computer-mediated, self-administered test to include a set of motion restriction regions and a user interface to receive a test input in response to the test, the set of motion restriction regions configured on the touch-sensitive surface to restrict motion inputs to the touch-sensitive surface during the test; starting the computer mediated test on the client device, and receiving the motion inputs on the touch-sensitive surface and the test input via the user interface during the test; determining whether one of the motion inputs on the touch-sensitive surface is a permitted input or a prohibited input in any of the motion restriction regions; responsive to the motion input being a prohibited input, determining that the test input is invalid; and responsive to the motion input being a permitted input, determining that the test input is valid.
2894 | Apparatus and sensors for attachment to the apparatus | An apparatus and plurality of sensors where the apparatus includes a plurality of coupling elements; a plurality of attachment portions configured to enable a plurality of sensors to be removably attached to the apparatus; at least one processor; and at least one memory including computer program instructions; wherein the at least one memory and the computer program instructions are configured to, with the at least one processor, enable the apparatus to individually address each of the plurality of coupling elements to obtain a reading from each of the plurality of sensors attached to the apparatus. | 1. An apparatus comprising: a plurality of coupling elements; a plurality of attachment portions configured to enable a plurality of sensors to be removably attached to the apparatus, where the coupling elements are configured to form wireless communication links with the sensors when the sensors are attached to the attachment portions; at least one processor; and at least one memory including computer program instructions; wherein the at least one memory and the computer program instructions are configured to, with the at least one processor, enable the apparatus to individually address each of the plurality of coupling elements to obtain a reading from each of the plurality of sensors, attached to the apparatus, via the wireless communication links.
2895 | Device for implementing body fluid analysis and social networking event planning | Event planning using social networking enables an efficient implementation of planning an event, as well as minimizing network traffic and optimizing other technological aspects of life. Additional information acquired by sensors and other technology is able to improve the quality of the event planning. Social network information as well as the additional information is able to be used to select aspects of the event such as time, location, and/or many other aspects of the event. | 1. A wearable device comprising: a. a device body; b. a body fluid sensor coupled to the device body, the body fluid sensor configured for sensing one or more body fluids used to generate body fluid analysis information, wherein the body fluid sensor comprises a moisture sensor including a sweat collection implementation including: one or more electrodes configured to determine an amount of sweat on a user'ss skin, and a plurality of zones, wherein each zone of the plurality of zones is configured to receive a specific ion; and c. a processor configured for: i. determining information in common between a plurality of contacts of a social networking system; ii. analyzing additional information including a current location of at least one contact of the plurality of contacts of the social networking system, the body fluid analysis information for the at least one contact of the plurality of contacts of the social networking system, and meal information of the at least one contact of the plurality of contacts of the social networking system; and iii. providing an event recommendation by computing recommendation scores based on the information in common and the additional information, wherein a location of the event recommendation is affected by the body fluid analysis information due to menu options available at the location.
2896 | Implantable medical device adapted for radio frequency telemetry with frequency hopping | An implantable medical device has a broadband RF receiver operating within an RF band and having stored information of a characteristic receiver frequency representing the RF within the RF band at which the broadband RF receiver has sufficient receiver sensitivity. The stored information is retrieved in response to a message from an external communication device and is included in a response generated by the implantable medical device and transmitted to the communication device. The information enables the communication device to select its transmission frequency at a subsequent transmission instance to the relevant implantable medical device. The chances of successful reception at the subsequent transmission instance are thereby increased. | 1. An implantable medical device comprising: a broadband radio frequency receiver configured to operate within a band of radio frequencies, the broadband radio frequency receiver having at least two identified receiver radio frequencies based upon tested unique characteristics of the broadband radio frequency receiver, the at least two identified receiver radio frequencies corresponding to radio frequencies within the band of radio frequencies at which the broadband radio frequency receiver will have maximum receiver sensitivity; a memory configured to store information corresponding to the at least two identified receiver radio frequencies; a memory controller configured to, in response to reception of a message from a non-implantable communication device, retrieve the information corresponding to the at least two identified receiver radio frequencies from the memory; a response processor configured to generate, based on the information corresponding to the at least two identified receiver radio frequencies retrieved by the memory controller, a response comprising a notification corresponding to the at least two identified receiver radio frequencies and selecting one of the at least two identified receiver radio frequencies at which the broadband radio frequency receiver has maximum receiver sensitivity; and a transmitter configured to transmit the response to the non-implantable communication device in accordance with the selected one of the at least two identified receiver radio frequencies at which the broadband radio frequency receiver has maximum receiver sensitivity.
2897 | Method and apparatus for determining reading acuity with automated calibration | A method and apparatus for calculating a log MAR value for a reading acuity test, including the steps of displaying words on a first computer monitor, where the words will be read aloud by a person taking the test; displaying the words on a second computer monitor, where words will be observable by a person administering the test, where the administrator can select words which are incorrectly read using a pointing device; measuring the amount of time the first person takes to read the words; calculating the reading rate based upon both the words correctly and those read incorrectly; measuring the distance between the first person and the monitor; and, calculating the log MAR value based upon the distance, the font size and the reading rate. | 1. A computer-based system for calculating a log MAR value for a reading acuity test, comprising: receiving an inventory of words from a user; storing said inventory of words in a database; randomly selecting a plurality of words from said inventory of words; a means for displaying said plurality of words in a font size on a first monitor, where said plurality of words will be read aloud by a first person taking said test; a means for displaying a copy of said plurality of words on a second monitor, where said plurality of words will be observable by a second person, and each of said plurality of words is selectable by said second person using a pointing device, such that said second person may select any of such words that are read incorrectly by said first person; a means for measuring the amount of time said first person takes to read said plurality of words on said first monitor; a means for calculating a reading rate based upon said plurality of words and said amount of time, where said reading rate is modified in accordance with the number of words selected by said second person as read incorrectly; a means for measuring a distance between said first person and said first monitor, said means for measuring said distance comprising photogrammetry; and, a means for calculating said log MAR value based upon said distance, said font size and said reading rate.
2898 | Biometric data gathering | A universal 6-DOF mems sensor combined with six degree of motion algorithms and human motion parameters permits individualized real time motion analysis of a user to enable accurate measurements. Data derived thereby is wirelessly sent for viewing to a Bluetooth® enabled smartphone or combination smartphone and eyeglass device, marketed as the Google Glass® headset. The sensor is worn on a wrist or ankle band or in combination with a chest mounted cardio heart rate monitor dependent on the biometric parameters measured. Typical physical exercise data gathered includes reps, sets, 10-100 yard dash times, vertical, horizontal and broad jump distances, a range of shuttle times, RAST, steps taken, distance traveled, velocity, acceleration, and calories burned. The heart rate monitor provides cardio assessment and the 6-DOF sensor measures a runner's pace and cadence data. | 1. A combination of a universal motion exercising sensor module having a 6-DOF sensor worn by an individual and a low energy Bluetooth protocol enabled smart device wherein the universal motion exercising sensor module is a universal shaped module shaped to be readily interchangeable with a receiving wrist band mounting holder, a receiving ankle/leg band mounting holder, a receiving chest band mounting holder and a cradle attached to an exercise weight, the 6-DOF sensor including a 6-DOF mems type sensor for gathering biometric raw data generated by exercise activities of the individual which exercise activities include at least one of walking, jogging, distance running, sprinting 10-100 yard dashes, pushups, jumping and lifting weights; the universal motion exercising sensor module having a coded Bluetooth protocol interface compatible with the smart device for transmitting the gathered biometric raw data to the smart device.
2899 | Pleasant sound making device for facility apparatus sound, and pleasant sound making method for facility apparatus sound | A pleasant sound making device processes temporal variation characteristics in nature such that a frequency component and a peak frequency component in a frequency band which coincide with or are approximate to a housing of an indoor unit provided with a driving part (a fan, a motor, etc.) do not coincide with or are not approximate to the housing, on the basis of subjective view and physiological response evaluations of humans, and operates the driving part with a signal based on the processed waveform. | 1. A pleasant sound making device for a facility apparatus sound which makes a sound generated by a facility apparatus which operates a driving part which is a fan or a motor of the facility apparatus, into a pleasant sound, the pleasant sound making device comprising: a filter processing unit, the filter processing unit is configured to: suppress a portion of a frequency component of a temporal variation characteristic of a frequency of a sound existing in nature, which coincides with or is approximate to an eigenvalue of a housing of the facility apparatus provided with the driving part which is the fan or the motor of the facility apparatus, and a signal processing unit, the signal processing unit is configured to: select, in advance based on evaluation results of a subjective view and physiological response of humans with respect to the sound existing in nature when the driving part is operated, a signal obtained by the filter processing unit that suppresses the portion of the frequency component of the temporal variation characteristic of the frequency of the sound existing in nature, which coincides with or is approximate to the eigenvalue of the housing of the facility apparatus provided with the driving part, and generate an operation signal based on the selected signal, and control the operation signal to drive the driving part which is the fan or the motor of the facility apparatus based on the selected signal.
2900 | Class resonant-H electrosurgical generators | A generator for use with an electrosurgical device is provided. The generator has a gain stage electrically disposed between a first voltage rail and a second voltage rail, wherein the gain stage includes an input and an output. A voltage source operably coupled to the gain stage input and configured to provide an input signal thereto responsive to a drive control signal is also provided. The generator also has one or more sensors configured to sense an operational parameter of the amplifier and to provide a sensor signal corresponding thereto and a controller adapted to receive the sensor signal(s) and in response thereto provide a drive control signal to the voltage source. The generator has an amplifier output configured to supply an output voltage corresponding to the first voltage rail and the second voltage rail when the output of the gain stage falls between a voltage of the first voltage rail and a voltage of the second voltage rail and is configured to supply a peak voltage output when the voltage output is falls greater than the voltage of the first voltage rail or less than the voltage of the second voltage rail. | 1. An electrosurgical generator comprising: a voltage source configured to provide an input signal responsive to a control signal; a gain stage configured to receive the input signal and provide an amplified signal; a converter driven by an H-bridge and configured to provide a resonant output amplitude; a class resonant-H amplifier configured to receive the amplified signal and the resonant output amplitude to provide an output voltage; and a controller operable to control an output of the voltage source and control the H-bridge based on a pulse width modulated signal.
2901 | Asynchronous successive approximation analog-to-digital converter and related methods and apparatus | An ultrasound device including an asynchronous successive approximation analog-to-digital converter and method are provided. The device includes at least one ultrasonic transducer, a plurality of asynchronous successive-approximation-register (SAR) analog-to-digital converters (ADC) coupled to the at least one ultrasonic transducer, at least one asynchronous SAR in the plurality having a sample and hold stage, a digital-to-analog converter (DAC), a comparator, and control circuitry, wherein a DAC update event following at least one bit conversion is synchronized to a corresponding DAC update event of at least one other ADC in the plurality of ADCs. | 1. An apparatus, comprising: at least one ultrasonic transducer; a plurality of asynchronous successive-approximation-register (SAR) analog-to-digital converters (ADC) coupled to the at least one ultrasonic transducer, at least one asynchronous SAR ADC in the plurality having a sample and hold stage, a digital-to-analog converter (DAC), a comparator, and an SAR controller that receives a first clock signal and a second clock signal as inputs thereto; wherein the SAR controller is configured to generate a first control signal in response to the first clock signal that causes the sample and hold stage to sample an input analog signal thereto, and to generate a second control signal in response to the second clock signal that causes the comparator to compare the sampled input analog signal to an output signal of the DAC, with an output of the comparator configured to generate a DAC update event corresponding to an individual bit conversion; and wherein conversion of a most significant bit (MSB) of the SAR ADC is triggered by the second control signal being responsive to the second clock signal, and conversion of other bits of the SAR ADC is triggered by the second control signal being responsive to a previous bit conversion.
2902 | Pairing of devices | A server computer to provide a web service including exercise data user accounts, acquire and store a unique device identifier of at least one physiological sensor device, associate each of the acquired at least one device identifier with one of the exercise data user accounts, detect that an exercise application of a user terminal successfully accesses a specific exercise data user account, and provide the user terminal with the at least one device identifier which is associated with the specific exercise data user account. There is further provided a user terminal to successfully access the specific exercise data user account in the web service, acquire the at least one device identifier from the web service, and apply the acquired at least one device identifier in determining whether or not to allow the user terminal to wirelessly pair with a physiological sensor device. | 1. A system, comprising: a server computer comprising at least one processor and at least one memory including a computer program code, wherein the at least one memory and the computer program code are configured, with the at least one processor, to cause the server computer to perform operations comprising: providing a web service accessible by users via a network, wherein the web service comprises a plurality of exercise data user accounts and a database for storing the plurality of exercise data user accounts, and wherein each exercise data user account is for storing physiological exercise data associated with a specific user; acquiring and storing a unique device identifier of at least one physiological sensor device, wherein each physiological sensor device is portable and associated with a user having an exercise data user account; associating each of the acquired at least one device identifier with one of the plurality of exercise data user accounts; detecting that an exercise application of a user terminal successfully accesses a specific exercise data user account of the plurality of exercise data user accounts; providing the user terminal with the at least one device identifier previously associated with the specific exercise data user account of the plurality of exercise data user accounts in response to detecting that the exercise application of the user terminal successfully accesses the specific exercise data user account of the plurality of exercise data user accounts to enable the user terminal to determine which physiological sensor device is allowed to wirelessly pair with the user terminal; acquiring physiological exercise data of a user from the at least one physiological sensor device; storing said physiological exercise data to the exercise data user account associated with said at least one physiological sensor device, the physiological exercise data comprising at least one of the following data: heart rate zone data, speed zone data, activity zone data, cadence sample data, pedal index data, left-right balance data, running index data, training load data, and fluid balance data; and detecting the device identifier, which has already been uploaded to a mediating device prior to the server computer being connected to the physiological sensor device, automatically while the physiological sensor device is connected to the mediating device, which is used in accessing the web service.
2903 | Enhancing audio using a mobile device | Embodiments disclosed herein enable detection and improvement of the quality of the audio signal using a mobile device by determining the loss in the audio signal and enhancing audio by streaming the remainder portion of audio. Embodiments disclosed herein enable an improvement in the sound quality rendered by rendering devices by emitting an test audio signal from the source device, measuring the test audio signal using microphones, detecting variation in the frequency response, loudness and timing characteristics using impulse responses and correcting for them. Embodiments disclosed herein also compensate for the noise in the acoustic space by determining the reverberation and ambient noise levels and their frequency characteristics and changing the digital filters and volumes of the source signal to compensate for the varying noise levels. | 1. A method, performed by a mobile device, for improving quality of an audio signal being played back by an audio system that includes a source device and at least one rendering device, the method comprising: detecting a period of silence in the audio signal; measuring ambient noise characteristics of an acoustic space responsive to detecting the period of silence; calculating a frequency response of the ambient noise characteristics; calculating a digital filter based on the calculated frequency response; and communicating the digital filter to the source device, the source device being configured to perform adjustments to improve the audio signal based on the digital filter.
2904 | Conformal electronics including nested serpentine interconnects | An example stretchable device is described that includes electrical contacts and an interconnect coupling the electrical contacts. The interconnect has a meander-shaped configuration that includes at least one nested serpentine-shaped feature. The interconnect can be conductive or non-conductive. The meander-shaped configuration can be a serpentine structure, providing a serpentine-in-serpentine configuration. | 1. A stretchable electrical device, comprising: two electrical contacts spaced apart by a distance; and an electrical interconnect connected to and extending from a first one of the two electrical contacts generally in a first direction and electrically coupling the first one of the two electrical contacts with a second one of the two electrical contacts; wherein the electrical interconnect has a meander-shaped base configuration comprising a plurality of repeated, connected, and alternating loops, each of the plurality of loops having a curved tip and a length extending from the curved tip in a second direction that is generally perpendicular to the first direction, each of the lengths connecting adjacent ones of the plurality of loops and each of the lengths forming a nested serpentine-shaped feature projecting in the first direction such that the electrical interconnect includes a plurality of nested serpentine-shaped features arranged along the electrical interconnect, each of the plurality of nested serpentine-shaped features being at least partially nested within an adjacent one of the plurality of nested serpentine-shaped features.
2905 | Authentication system for reusable surgical instruments | An authentication system for use in a surgical stapling device includes an authentication board assembly disposed at a proximal end of a loading unit and having a contact assembly, and an adapter board assembly disposed at a distal end of an adapter assembly. When the loading unit is engaged with the adapter assembly, the authentication board engages the adapter board assembly. | 1. An authentication system, comprising: an authentication board assembly disposed on a loading unit configured to be secured to a surgical stapling device, including: a first circuit board having a proximal end and a distal end; a contact assembly fixed to the proximal end of the first circuit board and extending proximally therefrom; and a chip fixed to the first circuit board in operable communication with the contact assembly; and an adapter board assembly disposed on a surgical stapling device, including: a second circuit board having an upper surface and a lower surface; at least one contact fixed to the lower surface of the second circuit board; and a spring disposed on the upper surface of the second circuit board; wherein the contact assembly of the authentication board assembly is configured to engage the at least one contact of the adapter board assembly, and wherein the contact assembly of the authentication board assembly further comprises: a short contact arm having a first contact member orthogonally disposed and fixed to an upper portion of a proximal end of the short contact arm; a long contact arm having a second contact member orthogonally disposed and fixed to an upper portion of a proximal end of the long contact arm; and a solder tab orthogonally disposed and fixed to a lower portion of a distal end of at least one of the short contact arm or the long contact arm.
2906 | Method and system for providing data communication in continuous glucose monitoring and management system | Method and apparatus for providing a data stream generator that generates a data stream associated with a monitored analyte level, and a radio frequency logic portion operatively coupled to the data stream generator, the radio frequency logic portion configured to generate a radio frequency data stream based on the data stream generated from the data stream generator, the radio frequency logic portion further including one or more finite state machines and a plurality of discrete digital logic circuits, the one or more finite state machines configured to control the plurality of digital logic circuits to generate the radio frequency data stream for wireless communication are provided. Systems and kits incorporating the same are also provided. | 1. A glucose monitoring device, comprising: an in vivo glucose sensor; and sensor electronics coupleable to the in vivo glucose sensor to receive signals generated by the in vivo glucose sensor, the sensor electronics including: a data communication unit; a transmit state machine that issues a build packet command and a send packet command; and a data stream generator that includes a finite state machine that builds a data packet based on the signals generated by the in vivo sensor and in response to the build packet command, wherein the finite state machine sends the built data packet to the data communication unit in response to the send packet command from the transmit state machine for communication to a remote location.
2907 | Electronic device | An electronic device including a body case which has an accommodating section at least partially in a curved shape, a frame which has a first frame section and a second frame section having a width shorter than a width of the first frame section, and is accommodated in the accommodating section, and a circuit board which is accommodated in the accommodating section so as to be laminated on the frame, and provided so as not to overlap with the second frame section when viewed from a laminated direction of the frame. | 1. An electronic device comprising: a body case which has an accommodating section at least partially in a curved shape; a frame which has a first frame section and a second frame section having a width that is narrower than a width of the first frame section, the frame being accommodated in the accommodating section; and a circuit board which is accommodated in the accommodating section so as to be laminated on the frame, wherein a part of the circuit board is superposed on the first frame section, and the circuit board is not superposed on the second frame section.
2908 | Biological signal averaging processing device | The biological signal averaging processing device includes a waveform input unit for continuously obtaining a biological signal in which analogous waves appear repeatedly, a summing-averaging processing unit which sums the biological signal obtained from the waveform input unit each time a predetermined time period lapses after a desired start time point to obtain an average wave, a noise level detection part which detects a noise level of random noise contained in the biological signal obtained from the waveform input unit each time the predetermined time period lapses after the desired start time point, a display part for displaying information, and a display control part for displaying the information on the screen of the display part. The display control part displays the noise levels detected by the noise level detection part on the screen of the display part in a chronological manner in association with the respective predetermined time periods. | 1. A biological signal averaging processing device comprising: a signal acquisition unit configured to continuously obtain a biological signal in which analogous waves appear repeatedly; and a summing-averaging processing unit configured to subject the analogous waves obtained by the signal acquisition unit to a summing-averaging processing to thereby obtain an average wave each time succeeding predetermined time period lapses after a desired start time point or each time a predetermined number of succeeding analogous waves appear after the desired start time point, thereby taking out a biological signal from which random noise contained therein is removed, the biological signal averaging processing device further comprising: a noise level detection unit configured to detect noise levels of the random noise contained in the biological signal which is obtained by the signal acquisition unit, each time the succeeding predetermined time period lapses after the desired start time point or each time the predetermined number of the succeeding analogous waves appear after the desired start time point; a display unit configured to display information; and a display control unit configured to display information on a screen of the display unit, wherein the display control unit displays the noise levels detected by the noise level detection unit in a chronological manner in association with the respective succeeding predetermined time periods or the respective predetermined number of the succeeding analogous waves, the biological signal is an electroencephalographic signal, the summing-averaging processing unit subjects the electroencephalographic signal obtained by the signal acquisition unit to the summing-averaging processing to obtain a signal-averaged electrocardiogram, each time the succeeding predetermined time period lapses after the desired start time point, and the signal-averaged electrocardiogram, at a time where the noise level of the random noise detected by the noise level detection unit is smaller than a predetermined level, is used for a signal-averaged electrocardiogram test.
2909 | Method and system for measurement of curing energy delivered during simulated dental restorations | A system and method for real-time measurement of curing energy delivered to a simulated dental restoration from a source of curing energy. The system comprises a detector and a display. The detector measures at a location within the simulated dental restoration the amount of curing energy delivered by the curing energy source. The display displays the measured amount of curing energy in real-time. The system also comprises a temperature detector to measure temperature changes in the oral tissues during curing (teeth and gums). The system also comprises a video camera to record the operator's curing technique. | 1. A system for measurement of curing energy delivered during a simulated dental restoration from a source of curing energy, the system comprising: a detector positioned within a location of the simulated dental restoration in a tooth and configured to detect energy delivered by the source of curing energy to the location of the simulated dental restoration; and a display configured to display the detected amount of curing energy delivered to the location of the simulated dental restoration in substantially real-time, wherein the detector comprises a sensor connected to a spectroradiometer, and the curing energy is electromagnetic radiation.
2910 | Automated caregiving device with prompting based on caregiver progress | A device for assisting a caregiver in delivering therapy to a patient, the device comprising a user interface configured to deliver prompts to a caregiver to assist the caregiver in delivering therapy to a patient; at least one sensor configured to detect the caregiver's progress in delivering the therapy, wherein the sensor is other than an electrode in an electrical contact with the body; a memory in which a plurality of different prompts are stored; a processor configured to determine which of the different prompts should be selected for delivery based on the progress detected by the sensor. | 1. A system for positioning the head of a patient for cardiac resuscitation, the system comprising: a shoulder support configured to lift the shoulders of the patient to an elevated position relative to the legs and a portion of the torso of the patient; and a medical device comprising a processor, a memory, and a display, wherein the medical device is configured to provide instructions for positioning the head of the patient using the shoulder support.
2911 | Adjuvant method for the interface of psychosomatic approaches and technology for improving medical outcomes | A method to induce an immediate psychosomatic change in a patient optimal for a particular medical procedure, is provided. The method uses a brain-computer interface integrating a loop of biofeedback and neurofeedback components, interactive, immersive, 3D virtual reality (VR) modules utilizing hypnotic or guided-response, learning, placebo and experience-ratification principles. The method will differentiate between low and high hypnotizable patients as well their specific abilities and limitations by their distinct brain patterns and will deliver VR output content appropriate for the current and targeted psychosomatic state of the patient, needs, and stage of a particular medical procedure thus being applicable to any medical patient regardless of abilities. The device will continuously measure the patient's physiological markers and will customize the intensity, order, timing, and content of the output "dose." The method is designed to be quickly implemented, entertaining and minimally obtrusive to distressed medical patients and medical settings. | 1. A method for an interface of psychosomatic approaches and technology for effecting an immediate change of psychosomatic state and improving medical outcomes, the method comprising the steps of: (a) using a plurality of biofeedback and neurofeedback sensors to continuously collect input data on a patient'ss psychosomatic state and using the input data to establish a baseline of real time physiological data; (b) presenting a virtual reality (VR) immersive segment comprising a plurality of sensory experiences provided within a VR animated module to distract and disengage the patient'ss attentional resources from a current distressed state via immersion; (c) combining guided biofeedback and neurofeedback training with hypnosis and guided response techniques facilitated by the VR animated module, to induce a relaxed state in the patient for a predetermined time period or until desired physiological markers are achieved, as measured by the biofeedback and neurofeedback sensors; (d) determining from the input data if the patient is highly hypnotizable or low hypnotizable according to a predetermined threshold; (e) guiding the patient verbally through either a hypnotic or guided suggestion session, depending on level of hypnotizability and measured brain activity, where the patient will be trained how to utilize attitudes and expectations to alter a psychosomatic state; and (f) whereby the patient will be able to achieve immediate alleviation of symptoms and/or change of distressed state regardless of the patient'ss abilities, distress level, health problem or associated medical treatment thus inducing immediate beneficial psychosomatic response, measurable health benefit, enhanced expectations and increased sense of self-efficacy.
2912 | Method and apparatus for communicating between medical devices | Systems and methods for communicating between medical devices. In one example, a method for communicating between a plurality of medical devices in a medical device system comprises, with a first medical device, communicating a first message to a second medical device. The method further comprises, with the second medical device, receiving the first message, wherein the first message comprises a plurality of communication pulses. A first set of the plurality of communication pulses represent a synchronization portion of the first message. A second set of the plurality of communication pulses represent a relative device address portion of the first message. A third set of the plurality of communication pulses represent a command portion of the first message. A fourth set of the plurality of communication pulses represent a payload portion of the first message. | 1. A method for communicating between a plurality of medical devices in a medical device system, the method comprising: with a first medical device, communicating a first message to a second medical device; with the second medical device, receiving the first message, wherein the first message comprises a plurality of communication pulses, wherein: a first set of the plurality of communication pulses represent a synchronization portion of the first message; a second set of the plurality of communication pulses represent a relative device address portion of the first message; a third set of the plurality of communication pulses represent a command portion of the first message; a fourth set of the plurality of communication pulses represent a payload portion of the first message; with the second medical device, communicating a second message to the first medical device; with the first medical device, receiving the second message, wherein the second message comprises a plurality of communication pulses; and wherein each of the plurality of communication pulses of the first message have a first pulse energy, and each of the plurality of communication pulses of the second message have a second pulse energy, wherein the first pulse energy is different from the second pulse energy.
2913 | Method to pattern <10 micrometer conducting and passivating features on 3D substrates for implantable devices | An implantable device has a cylindrical base, at least one electrode on the cylindrical base, at least one electrically conducting lead on the cylindrical base connected to the electrode wherein the electrically conducting lead has a feature size of <10 micrometers. A protective coating on the cylindrical base covers the at least one electrically conducting lead. | 1. A method of fabricating an implantable device, comprising the steps of: providing a cylindrical base having an elongated cylindrical surface, providing a rotation system for rotating said cylindrical base, providing a deposition system for depositing material on said elongated cylindrical surface of said cylindrical base, using said rotation system and said deposition system to deposit a first electrode, a second electrode, a third electrode, and a fourth electrode on said elongated cylindrical surface of said cylindrical base so that said first electrode, said second electrode, said a third electrode, and said fourth electrode are aligned on said elongated cylindrical surface of said cylindrical base, using said rotation system and said deposition system to deposit a first electrically conducting lead on said elongated cylindrical surface of said cylindrical base in a manner that allows said first electrically conducting lead to be curved and connected to said first electrode, to deposit a second electrically conducting lead on said elongated cylindrical surface of said elongated cylindrical base in a manner that allows said second electrically conducting lead to be curved and connected to said second electrode, to deposit a third electrically conducting lead on said elongated cylindrical surface of said cylindrical base in a manner that allows said third electrically conducting lead to be curved and connected to said third electrode, to deposit a fourth electrically conducting lead on said elongated cylindrical surface of said cylindrical base in a manner that allows said second electrically conducting lead to be curved and connected to said fourth electrode, and using said rotation system and said deposition system to deposit a protective coating on said elongated cylindrical surface of said cylindrical base covering said first electrically conducting lead, said second electrically conducting lead, said third electrically conducting lead, and said fourth electrically conducting lead.
2914 | Implantable medical device with a primary and rechargeable battery | An implantable medical device (IMD) having a rechargeable and primary battery is disclosed, as are algorithms for automatically selecting use of these batteries at particular times. In one IMD embodiment, the primary battery acts as the main battery, and an algorithm allows the IMD to draw power from the primary battery until its voltage reaches a threshold, after which the algorithm allows the IMD to draw power from the rechargeable battery when it is sufficiently charged. In another IMD embodiment, the rechargeable battery acts as the main battery, and an algorithm allows the IMD to draw power from the rechargeable battery if it is sufficiently charged; otherwise, the algorithm allows the IMD to draw power from the primary battery. Further disclosed are techniques for telemetering data relevant to both batteries to an external device, and for allowing a patient to choose use of a particular one of the batteries. | 1. An implantable medical device, comprising: a primary battery; a rechargeable battery; first operative circuitry; a power supply node configured to provide power to the first operative circuitry in the implantable medical device; and a control circuitry, wherein the control circuitry is configured to (a) couple the primary battery to the power supply node, after which the control circuitry is configured to (b) determine when a voltage of the primary battery is at or below a first threshold, after which the control circuitry is configured to (c) determine when a voltage of the rechargeable battery is at or above a second threshold, and when this occurs couple the rechargeable battery to the power supply node and decouple the primary battery from the power supply node, after which the control circuitry is configured to (d) determine when the voltage of the rechargeable battery is at or below a third threshold lower than the second threshold, and when this occurs couple the primary battery to the power supply node and decouple the rechargeable battery from the power supply node.
2915 | Action detection and activity classification | Activities, actions and events during user performance of physical activity may be detected using various algorithms and templates. Templates may include an arrangement of one or more states that may identify particular event types and timing between events. Templates may be specific to a particular type of activity (e.g., types of sports, drills, events, etc.), user, terrain, time of day and the like. | 1. A system, comprising: an activity processing system having at least a first processor and a first memory, the first memory storing computer-executable instructions that, when executed by the at least a first processor, cause the activity processing system to: receive identification of an athletic activity to be performed; determine, based on the received identification of the athletic activity to be performed, a sensor subscription; transmit, to a sensor system, the determined sensor subscription; a sensor system including a plurality of sensors, at least a second processor and at least a second memory storing computer-executable instructions that, when executed, cause the sensor system to: receive, from the plurality of sensors, raw athletic activity data associated with a potential corresponding event during performance of the athletic activity; process the raw athletic activity data; transmit, from the sensor system to the activity processing system, the processed athletic activity data, transmitting the processed athletic activity data to the activity processing system including controlling, by the sensor system, at least one of a type of data and an amount of data transmitted based on the determined sensor subscription; the activity processing system further including instructions that, when executed, cause the activity processing system to: compare the received processed athletic activity data to a plurality of physical action templates to determine whether a physical activity of at least one physical action template of the plurality of physical action templates has occurred, the comparing including: determining a plurality of required states associated with the physical activity of the at least one physical action template and forming a portion of the at least one physical action template; for each of the plurality of required states, determine a state-specific set of one or more constraints defining match characteristics of a corresponding required event, determine, based on the comparison, a match score for the one or more constraints; determine, based on the match score, whether the physical activity has occurred; and transmit a result of the determining whether the physical activity has occurred to one or more devices.
2916 | Tunable laser array system | A system for swept source optical coherence tomography, the system including a light source emitting multiplexed wavelength-swept radiation over a total wavelength range, the light source including N wavelength-swept vertical cavity lasers (VCL) emitting N tunable VCL outputs having N wavelength trajectories, a combiner for combining the N tunable VCL optical outputs into a common optical path to create the multiplexed wavelength-swept radiation, a splitter for splitting the multiplexed wavelength-swept radiation to a sample and a reference path, an optical detector for detecting an interference signal created by an optical interference between a reflection from the sample and light traversing the reference path, and a signal processing system which uses the interference signal to construct an image of the sample, wherein at least one of the N wavelength trajectories differs from another of the N wavelength trajectories with respect to at least one parameter. | 1. A system for swept source optical coherence tomography, the system comprising a light source emitting multiplexed wavelength-swept radiation over a total wavelength range, said light source comprising N wavelength-swept vertical cavity lasers (VCL) emitting N tunable VCL outputs having N wavelength trajectories, where N is greater than one, a combiner for combining said N tunable VCL optical outputs into a common optical path to create said multiplexed wavelength-swept radiation, a splitter for splitting said multiplexed wavelength-swept radiation to a sample and a reference path, an optical detector for detecting an interference signal created by an optical interference between a reflection from said sample and light traversing said reference path, and a signal processing system which uses said interference signal to construct an image of said sample, wherein at least one of said N wavelength trajectories differs substantially from another of said N wavelength trajectories with respect to at least one parameter of the group consisting of wavelength repetition rate, wavelength sweep speed, phase translation, and wavelength tuning range, wherein said N vertical cavity lasers include a first VCL emitting a first VCL output over a first VCL wavelength tuning range, and a second VCL emitting a second VCL output over a second VCL wavelength tuning range, wherein said total wavelength range comprises a combination of said first and second VCL wavelength tuning ranges.
2917 | Optical sensor | The present disclosure relates to an optical sensor module, an optical sensing accessory, and an optical sensing device. An optical sensor module comprises a light source, a photodetector, and a substrate. The light source is configured to convert electric power into radiant energy and emit light to an object surface. The photodetector is configured to receive the light from an object surface and convert radiant energy into electrical current or voltage. An optical sensing accessory and an optical sensing device comprise the optical sensor module and other electronic modules to have further applications. | 1. An optical sensor module, comprising: a substrate; a light source disposed on the substrate; a first encapsulant formed over the light source; a photodetector disposed on the substrate; a second encapsulant formed over the photodetector; and a partition coupled to the substrate and located between the light source and the photodetector, wherein at least one of the first encapsulant and the second encapsulant comprises multiple different refractive index layers, wherein each refractive index layer has a different refractive index; a first microstructure disposed on a top surface of the first encapsulant, wherein the first microstructure is a set of concave concentric arcs facing towards the photodetector; and a second microstructure disposed on a top surface of the second encapsulant, wherein the second microstructure is a set of concentric circles, wherein light emitted by the light source and passed through the first microstructure and the second microstructure is concentrated toward a direction from the light source toward the photodetector.
2918 | Systems and methods for wireless control and management | Included are embodiments for wireless control and management. Some embodiments include receiving a first signal regarding a device condition of a service device in an environment, determining a condition type of the device condition, and sending a first request for to correct the device condition, based on the condition type. Some embodiments also include receiving a second signal indicating whether the device condition was corrected. | 1. A system for wireless control and management of a lighting system comprising: a memory component that stores logic that when executed by the system and causes the system to perform at least the following: a) receive a first signal regarding the presence of a user in a first environment; b) request lighting data from at least one light source located in the first environment; c) determine a condition of the light source; d) determine a first overall lighting ambiance for the first environment; e) determine whether an adjustment is to be made based on predetermined parameters; f) determine which light source to adjust if an adjustment is to be made; g) provide a signal to the user to indicate the adjustment that is to be made; h) provide the user with an option to override the adjustment; i) if the user does not override the adjustment, send a first request to make the adjustment; j) determine a second overall ambiance of the environment; and k) determine if the second overall ambiance is adequate based on the predetermined parameters, wherein steps d-k are repeated until the second overall ambiance is adequate.
2919 | Monitoring surfing | A data collection system for surfing which includes a data collection device mounted on the upper torso of the surfer or on the surf board. The device includes a clock, GPS unit, three dimensional accelerometers, three dimensional gyroscopes, and a microprocessor and data store for processing the signals from the GPS unit, three dimensional accelerometers and three dimensional gyroscopes. The microprocessor is programmed to identify and collect signal data to derive information identifying one or more parameters including number of waves passed up, power of each wave, size and frequency of the waves, time when a wave is caught, number of paddles required to catch a wave, time between catching the wave and the surfer standing up, distance travelled and speed during ride, time when rider exits the wave, acceleration during each manoeuvre during the ride, g force and speed during turns. | 1. A data collection system for surfing which includes a data collection device adapted to mounted on the upper torso of the surfer or on the surf board said device including a clock, GPS unit, three dimensional accelerometers, three dimensional gyroscopes, and a microprocessor and data store for processing the signals from the GPS unit, three dimensional accelerometers and three dimensional gyroscopes said microprocessor being programmed to identify and collect signal data to derive information identifying one or more parameters including number of waves passed up, power of each wave, size and frequency of the waves, time when a wave is caught, number of paddles required to catch a wave, time between catching the wave and the surfer standing up, distance travelled and speed during ride, time when rider exits the wave, acceleration during each manoeuvre during the ride, G force and speed during turns.
2920 | Object tracking for artificial vision | This invention concerns the tracking of objects in video data for artificial vision; for instance for a bionic eye. More particularly, the invention concerns a vision enhancement apparatus for a vision-impaired user. In other aspects, the invention concerns a method for enhancing vision and software to perform the method. The image processor operates to process video data representing images of a scene. Automatically detect and track a user selected object, such as a face, in the images. And, automatically modify the video data, by reserving a user selected area of the displayed images for displaying the tracked object as a separate video tile within the scene. The separate video tile remains in the selected area despite movement of the camera relative to the scene, or movement of the user relative to the object or the scene. | 1. A vision enhancement apparatus for a vision-impaired user, comprising: a high resolution video camera on the vision-impaired user for filming a scene in front of the vision-impaired user; a video display viewable by the vision-impaired user; and an image processor for processing high resolution video data from the video camera and displaying the resulting images on the video display, the processor automatically detecting one or more objects and human heads in the displayed images of the scene, the processor processing the images to identify human heads and causing an alert to the user of newly identified human heads the processor receiving a signal indicative of the vision-impaired user selecting an object or a head from the one or more objects or human heads in the displayed images, the processor automatically detecting and tracking the user selected human head, and automatically modifying the video data, by displaying the selected head as a separate video tile within the scene, the separate video tile located in a part of the displayed images that is more visible to the vision-impaired user.
2921 | Two-piece fixture mount assembly | A dental implant two-piece fixture mount has an implant fixture-mount base portion at its distal end and a snap-on, separate, separable top piece at its proximal end. | 1. A two-piece dental implant fixture mount includes a first piece comprising an implant fixture-mount base portion at the distal end of said fixture mount, and a second piece comprising a snap-on, separable top piece at the proximal end of said fixture mount, said second piece including a proximal insertion-tool-engaging portion, a distal insertion projection, and a distal skirt with protrusions on the distal surface of said skirt, said first piece including a separable, integrally-formed, proximal portion that includes a separation groove near the bottom of the external surface of said separable, integrally-formed, proximal portion, and a longitudinal through passage, and, inside said first piece, an internal groove for engaging said protrusions upon insertion of said second piece into said first piece said through passage having a size and shape to receive a fixation screw for attachment of said first piece to a dental implant, and having an internal, multi-sided region of a size and shape to anti-rotationally engage said distal insertion projection.
2922 | Electrocardiogram (ECG) biometric authentication | Electrocardiogram, better known as ECG or EKG, is a method used to measure and record the electrical potential generated by the heart on the skin. ECG data is unique to a user and can be used for authentication systems such as access or financial cards or for granting access to computing devices such as mobile devices. Electrode contact on a card or device are used to received ECG data which is processed to extract features of the ECG which are compared to a template for a user. | 1. A method of security authentication, the method comprising: receiving electrocardiogram (ECG) signals from contact electrodes; transferring ECG signals to a processor; extracting features from ECG data of the ECG signal by the processor; verifying ECG data against stored biometric information template (BIT) associated with a user; and providing access to the user based upon confirmed ECG data; wherein the ECG data is normalized by: dividing the ECG data into its composing heart cycles; aligning all the heart cycles by ensuring that their R peaks share a same index wherein the index at which all R peaks are aligned is referred to as Rref and there the calculated median of the indicies is referred to as TPref; and calculating a median of indices of TP valleys from all heart cycles wherein median is an alignment point Rref that is used as a reference to align fiducial points of the ECG data and medians of TP valleys, TPref and Rref are used to modify the index of all the points belonging to a heart cycle where alignment is performed by: where, Inew is a re-calculated index, Icur is an index that needs to be re-calculated, and TPcur is the index of the TP valley of a current heart cycle.
2923 | Mobile smart massage device | A mobile smart massage device includes a mobile device having a first connector; a connective wire having one end installed with a second connector connectable to the first connector of the mobile device and another end thereof being installed with a plurality of conductive connecting units each capable of being connected with a conductive adhering sheet; and a chip control module installed on the second connector of the connective wire for determination of connection coupling and for data transmission. The conductive adhering sheet is installed with a connecting portion for connecting with the conductive connecting unit. The and second first connector of the mobile device is one of a USB 2.0 socket, a USB3.0 socket, a MICRO USB plug and an AUDIO JACJ plug. The mobile device is installed with an application program which may be a mobile application. | 1. A mobile smart massage device comprising: a mobile device ( 10 ) installed with a first connector ( 100 ); a conductive wire ( 12 ) having one end installing with a second connector ( 120 ) and another end thereof installing with a plurality of conductive connecting units ( 122 ); the second connector ( 120 ) of the conductive wire ( 12 ) being connectable to the first connector ( 100 ) of the mobile device ( 10 ); a plurality of conductive adhering sheet ( 14 ); each conductive adhering sheet ( 14 ) being installed with a connecting portion ( 140 ) which is used to connect the conductive connecting unit ( 122 ) of the conductive wire ( 12 ); the connecting portion ( 140 ) has a form of an insertion unit or a buckle with respective to the conductive connecting unit ( 122 ) having a form of an insertion hole or a buckling unit, respectively; wherein the conductive wire ( 12 ) is electrically connected to the conductive adhering sheet ( 14 ); a chip control module ( 16 ) is installed on a matched connector ( 120 ) for being coupled to the first connector ( 100 ) of the mobile device ( 10 ) and then data is transmitted; and the mobile device ( 10 ) is installed with an application program; by this APP, the operation mode, time period and strength of the electrical treatment are selectable; the mode is one of operation modes selected from massage, skin-scraping therapy, acupressure, acupuncture and moxibustion, and beating; and thus, electrical treatment is performed by the selected operation.
2924 | System and method communicating biofeedback to a user through a wearable device | A system and method for communicating biofeedback to a user through a wearable device that includes collecting physiological data of at least one physiological property of a user; processing the physiological data into at least one biosignal; monitoring the at least one biosignal for a feedback activation condition; and upon satisfying a feedback activation condition, delivering haptic feedback. | 1. A method for communicating biofeedback to a user through a wearable device comprising: collecting physiological data of at least one physiological property of a user; processing the physiological data into at least one biosignal, wherein processing the physiological data into the at least one biosignal comprises processing the physiological data into the at least one biosignal that includes a heart rate signal; monitoring the at least one biosignal for a feedback activation condition; and upon satisfying the feedback activation condition, delivering a haptic feedback, wherein delivering the haptic feedback comprises synchronizing the haptic feedback to the heart rate signal.
2925 | Terminal and control method thereof | A user terminal device, and a method of controlling a user terminal device are discussed. The user terminal device includes an ear accessory of the user terminal device including a first electrocardiogram (ECG) electrode contacted with an ear of a user, a second ECG electrode contacted with a hand of the user, and a first speaker configured to output an audio signal; a display; and a controller configured to display, on the display, bio information based on a first ECG signal from the first ECG electrode when the ear of the user is contacted with the first ECG electrode, and control an audio playback in response to a second ECG signal from the second ECG electrode when the hand of the user is contacted with the second ECG electrode. | 1. A user terminal device comprising: an ear accessory of the user terminal device including: a first electrocardiogram (ECG) electrode contacted with an ear of a user, a second ECG electrode contacted with a hand of the user, and a first speaker configured to output an audio signal; a display; and a controller configured to: display, on the display, bio information based on a first ECG signal from the first ECG electrode when the ear of the user is contacted with the first ECG electrode, control an audio playback in response to a second ECG signal from the second ECG electrode when the hand of the user is contacted with the second ECG electrode, receive the second ECG signal from the second ECG electrode when the hand of the user is contacted with the second ECG electrode, determine a contact type of a user hand with the second ECG electrode, and control the audio playback according to the contact type of the user hand.
2926 | Audio signal correction and calibration for a room environment | Disclosed are an apparatus and method of processing an audio signal to optimize audio for a room environment. One example method of operation may include recording the audio signal generated within a particular room environment and processing the audio signal to create an original frequency response based on the audio signal. The method may also include identifying a target sub-region of the frequency response which has a predetermined area percentage of a total area under a curve generated by the frequency response, determining whether the target sub-region is a narrow energy region, creating a filter to adjust the frequency response, and applying the filter to the audio signal. | 1. A method, comprising: creating an original frequency response based on an audio signal generated within an environment; identifying a target sub-region of the frequency response that is determined to be a narrow energy region; performing an operation on the target sub-region to create a new flattened sub-region; creating at least one filter to adjust the frequency response, the at least one filter comprising at least one parameter based on the flattened sub-region; and applying the at least one filter to the audio signal.
2927 | Managing activities performed by a plurality of collocated mobile devices | Systems and methods for managing activities among collocated mobile devices include means for determining a set of tasks to be performed collectively by the two or more collocated mobile devices while collocated and during a period of time in the future, the two or more collocated devices being configured to communicate with one another; means for assigning a first task of the set of tasks to be performed by a first mobile device of the two or more collocated mobile devices; and means for assigning a second task of the set of tasks to be performed by a second mobile device of the two or more collocated mobile devices; wherein the first mobile device and the second mobile device are different from one another with regard to at least one subsystem, and are each capable of performing the first task and the second task. | 1. A method for use in managing two or more mobile devices that are collocated, the method comprising: determining a set of tasks to be performed collectively by the two or more collocated mobile devices while collocated and during a period of time in the future, the two or more collocated mobile devices being configured to communicate with one another; assigning a first task of the set of tasks to be performed by a first mobile device of the two or more collocated mobile devices; and assigning a second task of the set of tasks to be performed by a second mobile device of the two or more collocated mobile devices; wherein the first mobile device and the second mobile device are different from one another with regard to at least one subsystem, and wherein the first mobile device and the second mobile device are each capable of performing the first task and the second task.
2928 | Household appliance interfaceable with a biometric monitoring system | The present invention relates to a household appliance ( 301 ) comprising means ( 302 ) for obtaining at least one piece of information about at least one food ( 303 ) with which the household appliance ( 301 ) is interacting, and further configured for transmitting ( 304 ) the piece of information to a biometric monitoring system ( 101, 601 ) of a user ( 201 ). | 1. A household appliance comprising: an image sensor configured to acquire one or more images of at least one food interacting with the household appliance; a processor configured to utilize the acquired images of the least one food to derive at least one piece of information about the at least one food with which said household appliance is interacting; and a module configured for transmitting said at least one piece of information about the at least one food to a biometric monitoring system of a user.
2929 | Voice control system for an implant | A system for the control of an implant ( 32 ) in a body ( 11 ), comprising first ( 10, 20 ) and second parts ( 12 ) which communicate with each other. The first part ( 10, 20 ) is adapted for implantation and for control of and communication with the medical implant ( 32 ), and the second part ( 12 ) is adapted to be worn on the outside of the body ( 11 ) in contact with the body and to receive control commands from a user and to transmit them to the first part ( 10, 20 ). The body ( 11 ) is used as a conductor for communication between the first ( 10, 20 ) and the second ( 12 ) parts. The second part ( 12 ) is adapted to receive and recognize voice control commands from a user and to transform them into signals which are transmitted to the first part ( 10, 20 ) via the body ( 11 ). | 1. A method for controlling a medical implant system in a mammal body, the system comprising a first and a second part being adapted for communication with each other, in which system the first part is adapted for implantation in the mammal body for the control of and communication with the medical implant, the second part is adapted to be worn on an outside of the mammal body in physical contact with said body and adapted to receive control voice commands from a user and to transmit these commands to the first part, the method comprising the steps of: using the mammal body as a conductor for the communication between the first and the second parts, receiving and recognizing by the second part the control commands from a user as voice commands, transforming recognized voice commands into signals which are transmitted to the first part via the mammal body as a conductor for the control of said implant, conveying such signals to the implant by the first part, and translating voice commands comprising a complex of different frequencies into one fixed defined output command by the second part, wherein the system comprises a first conducting plate in the first part of the system and a second conducting plate in the second part of the system, and the method further comprises the step of creating an electrical capacitive field with potential differences between said first and second conducting plates using the mammal body as the conductor.
2930 | Method and system for assessment of cognitive function based on mobile device usage | A system and method that enables a person to unobtrusively assess their cognitive function from mobile device usage. The method records on the mobile device the occurrence and timing of user events comprising the opening and closing of applications resident on the device, the characters inputted, touch-screen gestures made, and voice inputs used on those applications, performs the step of learning a function mapping from the mobile device recordings to measurements of cognitive function that uses a loss function to determine relevant features in the recording, identifies a set of optimal weights that produce a minimum of the loss function, creates a function mapping using the optimal weights, and performs the step of applying the learned function mapping to a new recording on the mobile device to compute new cognitive function values. | 1. A computer-implemented means for assessing brain health of a person based on the person'ss use of a mobile device, wherein the computer-implemented means comprises a processing means, and wherein: the computer-implemented means receives inputs from a monitoring means installed on the mobile device, the inputs associated with one or more interactions of the person with the mobile device, the inputs recorded by the monitoring means without requiring additional actions by the person while the inputs are recorded; the computer-implemented means learns a function mapping from the received inputs to a brain health metric obtained from a brain test, wherein learning the function mapping uses a loss-function to determine relevant features of the inputs and to identify a set of optimal weights for the function mapping that produce a minimum of the loss-function; the computer-implemented means receives a set of new inputs from the monitoring means, the new inputs associated with one or more new interactions of the person with the mobile device; and the computer-implemented means applies the learned function mapping to the new inputs to calculate a new brain health metric.
2931 | Methods and apparatus for changing mobile telephone operation mode based on vehicle operation status | In a first aspect, a method is provided that includes (1) detecting a presence of mobile telephone proximate a vehicle; (2) establishing communication between the mobile telephone and the vehicle; (3) determining an operating status of the vehicle; and (4) changing the mobile telephone to or from a restricted mode of operation based upon the determined operating status of the vehicle. Numerous other aspects are provided. | 1. A method comprising: detecting a presence of a mobile telephone proximate a vehicle; establishing communication between the mobile telephone and the vehicle; determining an operating status of the vehicle; changing the mobile telephone to or from a restricted mode of operation based upon the determined operating status of the vehicle; determining on the mobile telephone if an override condition exists and if so, overriding the restricted mode of operation, wherein a call placed using the mobile telephone while in an overridden restricted mode of operation includes transmitting an automated communication indicating the existence of the override condition; and employing the mobile telephone to monitor a wakefulness state of a user of the mobile telephone during operation of the vehicle.
2932 | Surgical instrument having a power control circuit | A powered surgical instrument for cutting and fastening tissue comprises an end effector having first and second jaw members that move relatively between open and closed positions. A control circuit comprises a relay, a firing switch having first and second firing switch positions, and a clamp device that can take first and second states. The clamp device takes a second state when the jaw members are in the closed position such that the clamp device activates the relay. Upon activation of the relay, the firing switch is connected to provide power from a power supply to drive a drive system of the instrument when the firing switch is in a second firing switch position. | 1. A powered surgical instrument for cutting and fastening tissue, the instrument comprising: an end effector, the end effector comprising: a first jaw member; a second jaw member coupled to move relative to the first jaw member from an open position wherein the first jaw member and the second jaw member are apart from one another to a closed position; and a firing bar positioned to fire by translating distally within the end effector when the first and second jaw members are in the closed position; a drive system mechanically coupled to the firing bar; a power supply for powering the drive system; and a control circuit, wherein the control circuit comprises: a relay; a firing switch having at least a first firing switch position and a second firing switch position; and a clamp device having a first state and a second state, wherein the clamp device is configured to take the second state when the first jaw member and the second jaw member are in the closed position, wherein the clamp device is connected to activate the relay when the clamp device is in the second state, and wherein, upon activation of the relay, the firing switch is connected to provide power from the power supply to drive the drive system when the firing switch is in the second firing switch position.
2933 | Systems and methods for disinfecting a remote control using ultraviolet light | A remote control having an ultraviolet light emitting device for disinfecting the outer surfaces of the remote control is disclosed. In particular, the remote control may include an ultraviolet transmissive housing and internal ultraviolet emitting light emitting diodes. The ultraviolet transmissive housing allows the light from the internally mounted ultraviolet emitters to pass through the remote control's housing and kill bacteria, viruses, and other micro-organisms on the outer surface of the remote control by employing methods to automate safe and effective operations of ultraviolet light. | 1. An ultraviolet disinfecting remote control device, the device comprising: a housing including an outer surface and an interior cavity; a first of a plurality of human activity sensors that detect a likelihood of human activity adjacent to the device; an ultraviolet light emitter located within the interior cavity; one or more light pipes coupled to the ultraviolet light emitter, each of the one or more light pipes configured to receive ultraviolet light emitted by the ultraviolet light emitter and direct the ultraviolet light toward the housing; a controller located within the interior cavity and coupled in electronic communication with the first of the plurality of sensors and the ultraviolet light emitter, the controller configured to receive information from the first sensor, use the received information to determine whether a person is near the device, and activate the ultraviolet light emitter when it is determined that a person is not near the device.
2934 | Battery protection and zero-volt battery recovery system for an implantable medical device | Circuitry useable to protect and reliably charge a rechargeable battery, even from a zero-volt state, is disclosed, and is particularly useful when employed in an implantable medical device. The circuit includes two charging paths, a first path for trickle charging the battery at a relatively low current when the battery voltage is below a threshold, and a second path for charging the battery at relatively higher currents that the battery voltage is above a certain threshold. A passive diode is used in the first trickle-charging path which allows trickle charging even when the battery voltage is too low for reliable gating, while a gateable switch (preferably a PMOS transistor) is used in the second higher-current charging path when the voltage is higher and the switch can therefore be gated more reliably. A second diode between the two paths ensures no leakage to the substrate through the gateable switch during trickle charging. The load couples to the battery through the switch, and preferably through a second switch specifically used for decoupling the load. | 1. A circuit for an implantable medical device, comprising: a rechargeable battery with a battery terminal and a grounded terminal, the battery terminal configured to produce a battery voltage; a first charging path, wherein the first charging path comprises at least one first diode directly connected to a first node and the battery terminal, wherein the at least one first diode is forward biased along the first charging path from the first node to the battery terminal; a second charging path, wherein the second charging path comprises a gateable first switch configured to connect a second node to the battery terminal; and at least one second diode directly connected to the first node and the second node, wherein the at least one second diode is forward biased from the first node to the second node.
2935 | Leadless cardiac pacemaker system for usage in combination with an implantable cardioverter-defibrillator | A cardiac pacing system comprising one or more leadless cardiac pacemakers configured for implantation in electrical contact with a cardiac chamber and configured to perform cardiac pacing functions in combination with a co-implanted implantable cardioverter-defibrillator (ICD). The leadless cardiac pacemaker comprises at least two leadless electrodes configured for delivering cardiac pacing pulses, sensing evoked and/or natural cardiac electrical signals, and bidirectionally communicating with the co-implanted ICD. | 1. A cardiac pacing system comprising: a subcutaneous implantable cardioverter-defibrillator (SICD) configured for implantation within a torso of a patient, the SICD comprising: a housing; an electric circuit contained within the housing; and a subcutaneous lead having one or more electrodes coupled to the electric circuit, the one or more electrodes being configured to sense cardiac signals; and at least one leadless pacemaker configured for implantation in at least one cardiac chamber of the patient and configured for leadless cardiac pacing, the at least one leadless pacemaker comprising: a housing; at least a first electrode formed integrally to the housing or coupled to the housing of the at least one leadless pacemaker at a maximum distance of 2 centimeters; at least a second electrode formed integrally to the housing or coupled to the housing of the at least one leadless pacemaker at a maximum distance of 2 centimeters; a pulse generator hermetically contained within the housing of the at least one leadless pacemaker and electrically coupled to at least the first and second electrodes of the at least one leadless pacemaker, the pulse generator configured to generate and deliver electrical pulses via at least the first and second electrodes of the leadless cardiac pacemaker to cause cardiac contractions; circuitry contained within the housing of the at least one leadless pacemaker, the circuitry comprising a processor hermetically contained within the housing of the at least one leadless pacemaker and communicatively coupled to the pulse generator and at least the first and second electrodes of the at least one leadless pacemaker, the processor configured to control electrical pulse delivery according to programmed instructions, wherein the SICD is configured to transmit programming instructions to the at least one leadless pacemaker; and a power supply hermetically contained within the housing of the at least one leadless pacemaker and coupled to the pulse generator, wherein the at least one leadless pacemaker comprises a plurality of leadless cardiac pacemakers comprising an atrial leadless cardiac pacemaker configured to be implanted within an atrial cardiac chamber and configured for dual-chamber pacing in combination with the SICD, the atrial leadless cardiac pacemaker configured to: wait for an earliest occurring event of a plurality of events comprising a sensed atrial heartbeat, a communication of an event sensed on the at least first and second electrodes of the atrial leadless cardiac pacemaker encoding a heartbeat at a ventricular leadless cardiac pacemaker, or timeout of an escape interval; respond to the sensed atrial heartbeat by generating a communication pulse that signals to at least one pacemaker of the leadless cardiac pacemaker plurality and optionally to the SICD that an atrial heartbeat has occurred and that encodes the communication pulse with a code signifying an atrial location and a sensed event type; time a predetermined atrial-to-atrial escape interval beginning at delivery of an atrial pacing pulse; and respond to timeout of an escape interval by delivering an atrial pacing pulse, causing an atrial heartbeat.
2936 | Fabrication and application of nanofiber ribbons and sheets and twisted and non-twisted nanofiber yarns | A process of producing a yarn, ribbon or sheet comprising nanofibers that includes infiltrating a liquid into the yarn, ribbon or sheet and evaporating the liquid from the yarn, ribbon, or sheet to strengthen the yarn, ribbon or sheet. The yarn, ribbon, or sheet can be formed by solid-state draw from a carbon nanotube forest. | 1. A process of producing a yarn, ribbon or sheet comprising nanofibers, the process comprising the steps of: (a) infiltrating a liquid into the yarn, ribbon or sheet; and (b) evaporating the liquid from the yarn, ribbon, or sheet to strengthen the yarn, ribbon or sheet.
2937 | Selection assisting method and selection assisting apparatus | The present invention relates to a selection assisting method including a first selection step of selecting a recommended grip from a plurality of types of grips based on information on a hand size of a testing golfer; a measurement step of measuring by using a measurement device a swing characteristic of the testing golfer in a shot by using a golf club to which the recommended grip selected in the first selection step is attached; and a second selection step of selecting a recommended grip from the plurality of types of grips based on a measurement result in the measurement step. | 1. A selection assisting method comprising: a first selection step of selecting a recommended grip from a plurality of types of grips based on information on a hand size of a testing golfer; a measurement step of measuring by using a measurement device a swing characteristic of the testing golfer in a shot by using a golf club to which the recommended grip selected in the first selection step is attached; a second selection step of selecting a recommended grip from the plurality of types of grips based on a measurement result in the measurement step, a re-measurement step of measuring by using a measurement device in a shot by using a golf club to which the recommended grip selected in the second selection step is attached; and a third selection step of selecting a recommended grip from the plurality of types of grips based on a measurement result in the re-measurement step, wherein in the measurement step, a direction of a face at impact is measured as the swing characteristic, in the re-measurement step, a degree of a change in direction of a face with respect to a moving direction of a head within a moving range of the head from an impact position to a position at a predetermined distance before the impact position is measured as the swing characteristic, in the second selection step, the more open the face, the thinner a grip that is selected as the recommended grip, and the more closed the face, the thicker a grip that is selected as the recommended grip, and in the third selection step, the larger the degree of the change, the stronger taper of a grip that is selected as the recommended grip, and the smaller the degree of the change, the weaker taper of a grip that is selected as the recommended grip.
2938 | Signal-embedded signatures | In accordance with one embodiment, a method for a health scanning system is disclosed. The method includes receiving at least one electrical physiological data signal (PDS); suppressing a Direct Current (DC) signal component of the PDS to emphasize the Alternating Current (AC) signal component of the PDS; isolating the signal noise in the AC signal component of the PDS; and extracting a noise signature from the signal noise in the PDS. The noise signature, after calibration, can be used to uniquely identify a known user from other users. | 1. A method for a health scanning system, the method comprising: receiving an initial physiological data stream for a known user; calibrating a scanner to the known user to obtain a calibrated noise signature for the initial physiological data stream of the known user; storing the calibrated noise signature for the known user into a noise signature database associated with profile information for the known user; receiving a subsequent physiological data stream from an unknown user; extracting a noise signature from the subsequent physiological data stream for the unknown user; and comparing the extracted noise signature with the calibrated noise signature in the noise signature database to determine a match or no match; wherein a match is determined for the unknown user to validate as the known user and the method further includes extracting the profile information from the noise signature database for the known user; allowing the unknown user to access user medical records associated with the known user; and appending the profile information to the subsequent physiological data stream to store as a part of the user medical records associated with the known user.
2939 | Hand-held dual spherical antenna system | A hand-held antenna system allows medical personnel to ascertain the presence or absence of objects (e.g., medical supplies) tagged with transponders in an environment in which medical procedures are performed. In use, the hand-held antenna system may be positioned proximate a patient at a time after a medical procedure, such as after childbirth, so the system can scan the patient's body to determine the presence of objects tagged with transponders. The antenna system includes two sets of three antenna elements arranged mutually orthogonal to each other to transmit and receive signals in at least three coordinate directions. A controller is coupled to the antenna elements to transmit signals to the transponders and to receive response signals. The antenna system may operate in a static scan mode wherein the antenna system is held in a fixed position by a user and a dynamic scan mode wherein the antenna system is moved by a user. | 1. A transponder detection device to detect surgical objects in a work area, the surgical objects marked by respective resonant tag elements that produce return signals in response to energization, the transponder detection device comprising: a hand-held probe comprising: a housing having a cavity therein; and a first coil assembly and a second coil assembly received within the cavity of the housing spaced from each other, wherein each of the first and the second coil assemblies respectively includes: a substantially spherically shaped coil form that includes three coil support channels, each of the three coil support channels which define an outer coil support surface; a first antenna element comprising a first electrical conductor wound around the outer coil support surface of a first one of the three coil support channels, the first antenna element arranged to transmit and receive signals generally in a first coordinate direction; a second antenna element comprising a second electrical conductor wound around the outer coil support surface of a second one of the three coil support channels over the first electrical conductor, the second antenna element arranged to transmit and receive signals generally in a second coordinate direction orthogonal to the first coordinate direction; and a third antenna element comprising a third electrical conductor wound around the outer coil support surface of a third one of the three coil support channels over the first electrical conductor and the second electrical conductor, the third antenna element arranged to transmit and receive signals generally in a third coordinate direction orthogonal to the first coordinate direction and the second coordinate direction; a processor operatively coupled to the respective first antenna elements, the second antenna elements, and the third antenna elements of the first and the second coil assemblies; and a nontransitory processor-readable medium communicatively coupled to the processor and that stores at least one of instructions or data executable by the processor, which cause the processor to: control each of the first antenna elements, the second antenna elements and the third antenna elements of the first and the second coil assemblies to emit wideband interrogation signals; receive any of the return signals from any of the resonant tag elements; and determine from a receipt of any of the return signals whether any of the resonant tag elements are present in the work area.
2940 | RFID tag for a package of tablets | An RFID tag to is attached to a metal member including a slit, the RFID tag including conductive members attached to a surface of the metal member at corresponding sides of the slit in a width direction of the slit through an isolator; and an IC chip that receives power through the conductive members. Each of the conductive members has a shape to avoid overlapping with storing portions, each of the storing portions being configured to store one of tablets. | 1. A package including a radio frequency identification tag, the package comprising: a package member including a metal sheet, wherein the package member is configured to hold tablets on the metal sheet, and the metal sheet includes a slit; a first conductive member configured to be attached to a surface of the metal sheet at one side of the slit in a width direction of the slit; and a second conductive member configured to be attached to the surface of the metal sheet at the other side of the slit in the width direction of the slit, wherein the radio frequency identification tag includes an integrated circuit (IC) chip configured to receive power through the first conductive member and the second conductive member, and each of the first conductive member and the second conductive member has a shape to avoid overlapping with storing portions of the package, each of the storing portions being configured to store a corresponding tablet of the tablets.
2941 | Monotonous game-like task to promote effortless automatic recognition of sight words | System and methods are provided to promote effortless automatic recognition of common sight words. A subject performs a game-like task that generates novel non-verbal visual stimuli that triggers visual attention shifts that enhance foveal and parafoveal recognition of non-verbal and verbal stimuli laterally presented in the right or left visual field. The present invention engages a shared motor-perceptual-cognitive neural network involving oculomotor, visuo-motor and selective executive cognitive behaviors on both brain hemispheres. The present invention has applications to a wide range of non-verbal pre-orthographic visual processes and early lexical processes, not only contributing to enabling reading fluency to dyslexics, reluctant and slow readers, but also to beginning readers. The present invention has wide applications in learning disabilities and normative individuals learning to read. | 1. A computer-implemented method for producing interactive visuo-motor and/or interactive oculomotor non-verbal stimuli in a subject, the method comprising: displaying a first visualization of first and second graphical objects on a display communicatively coupled with one or more processors, the first graphical object having a first color, and the second graphical object comprising a pathway having a geometric wave form and a graphical reference marker equidistant from a left and a right borderline of the pathway, wherein the pathway is defined by a parameter; receiving, via an input device communicatively coupled with the one or more processors, a command from a user to change a display position of the first graphical object, wherein the command is based on visuo-motor voluntary control of the user; changing a display position of the first graphical object on the display according to an application of kinematical predefined rules to the command from a first display position to a second display position; determining, on the one or more processors, a new value of the parameter based on a normalized performance score for the user, wherein the form of the pathway defined by the second graphical object changes based on the normalized performance score for the user, wherein the normalized performance score for the user is determined based on the second display position of the first graphical object relative to the graphical reference marker; determining, on the one or more processors, a second visualization of the first and second graphical objects, based at least on the second display position of the first graphical object, and the pathway defined by the determined new value of the parameter, wherein the second visualization of the first graphical object comprises a second color of the first graphical object, the second color being selected based on an idle time of the subject compared with a predetermined idle threshold time value, the idle time being determined based on aggregation of a plurality of time gaps between arrival times of consecutive interrupts received at the one or more processors from the input device; and displaying, on the display, the second visualization of the first and second graphical object.
2942 | Systems for quantifying clinical skill | Systems for quantifying clinical skill of a user, comprising: collecting data relating to a surgical task done by a user using a surgical device; comparing the data for the surgical task to other data for another similar surgical task; quantifying the clinical skill of the user based on the comparing of the data for the surgical task to the other data for the other similar surgical task; outputting the clinical skill of the user. | 1. A system for quantifying clinical skill of at least one user, comprising: at least one application operable on at least one computer, the at least one application configured for: collecting data relating to at least one surgical task done by at least one user using at least one surgical device; segmenting the data into plural surgemes and plural dexemes, the segmenting comprising normalizing the data and projecting it to a lower dimension using linear discrimination analysis; comparing segmented data for the at least one surgical task to other segmented data for at least one other similar surgical task; quantifying the clinical skill of the at least one user based on the comparing of the data for the at least one surgical task to the other data for the at least one other similar surgical task; outputting the clinical skill of the at least one user.
2943 | Device with dual power sources | A wearable device includes a sensor, auxiliary electronics, a primary power supply configured to harvest radio frequency (RF) radiation received from an external reader and use the harvested RF radiation to power the sensor, and an auxiliary power supply configured to harvest energy other than that received from the external reader and use the harvested energy to supply power to the sensor and/or the auxiliary electronics. The external reader may supply less power in response to operation of the auxiliary power supply. Additionally or alternatively, in response to a determination that the auxiliary power supply is unable to supply power, the wearable device may disable all auxiliary electronics but for the sensor. In response to a determination that the primary power supply is unable to supply power but the auxiliary power supply is able to supply power, the wearable device may retain operating parameters in the memory storage unit using the auxiliary power supply. | 1. A method comprising: at a wearable device that includes at least one sensor, a primary power supply and an auxiliary power supply, receiving a signal indicative of an availability of the auxiliary power supply to provide power to the wearable device; and responsive to receiving the signal, the wearable device operating the auxiliary power supply to supply power to the wearable device, wherein the primary power supply uses a first type of energy to power the wearable device and the auxiliary power supply uses a second type of energy to power the wearable device, wherein the first type of energy is different from the second type of energy.
2944 | Apparatus and methods for administering treatment within a bodily duct of a patient | Apparatus and methods for administering treatment within a bodily duct of a patient. According to one implementation a treatment catheter having an expandable structure disposed at an end thereof is provided that includes an elongate hollow shaft having a one or more first through holes and one or more second through holes spaced axial apart, the one or more first through holes residing beneath the expandable structure. A sleeve positioned along an outer surface of the hollow shaft is moveable between first and second axial positions to respectively permit or inhibit the flow of a treatment agent through the one or more second through holes into the bodily duct. An elongate wire having a seal unit is positioned within an inner lumen of the hollow shaft. The seal unit is moveable between first and second axial positions to respectively permit or inhibit the flow of an inflation medium between a cavity of the expandable structure and the inner lumen of the hollow shaft through the one or more first through holes. | 1. A treatment catheter for placement in a bodily duct of a patient, the treatment catheter comprising: an expandable structure, an elongate hollow shaft having a wall with a first through hole and a second through hole, the first through hole spaced axially apart from the second through hole, the elongate hollow shaft having a proximal end portion and a distal end portion, the expandable structure being disposed about the distal end portion of the elongate hollow shaft such that the first through hole resides beneath the expandable structure, the second through hole being located proximal to the expandable structure, a sleeve positioned along an outer surface of the elongate hollow shaft moveable between first and second axial positions to respectively permit and inhibit the flow of a treatment agent through the second through hole into the bodily duct, an elongate wire having a seal unit positioned within an inner lumen of the elongate hollow shaft, the seal unit positioned at least partially beneath the expandable structure and being moveable between first and second axial positions to respectively permit and inhibit the flow of an inflation medium between a cavity of the expandable structure and the inner lumen of the hollow shaft through the first through hole, the first axial position being located distal to the second axial position.
2945 | Medication delivery system and method | A medication delivery system includes a medical server configured to send and receive and process data, a medication device configured to administer a preselected medication, a sensor circuit configured to detect selected parameters relating to medication delivery and transmit information, a transmission hub configured to communicate with the medical server and the sensor circuit. The transmission hub is configured to receive a signal from the sensor circuit and exchange the information. An application is configured to facilitate exchange of information between the sensor circuit and the medical server. The application has a preselected set of protocols. The application monitors usage of the medication device and location of the medication device by connecting to the medication device via the transmission hub. | 1. A medication delivery system, comprising: a medical server configured to send and receive and process data; a medication device configured to administer a preselected medication; a sensor circuit configured to detect selected parameters relating to medication delivery and transmit information; a transmission hub configured to communicate with the medical server and the sensor circuit, the transmission hub configured to receive a first signal from the sensor circuit and exchange the information with the medical server, the transmission hub configured to: cause the sensor circuit to emit a first type of alert based on a signal strength value of the first signal between the transmission hub and the sensor circuit being greater than a first preselected value indicative of a first distance between the transmission hub and the sensor circuit, wherein the first type of alert comprises at least a first audible sound, cause the sensor circuit to emit a second type of alert based on the signal strength value of the first signal between the transmission hub and the sensor circuit being greater than a second preselected value indicative of a second distance between the transmission hub and the sensor circuit, wherein the second distance is greater than the first distance, and wherein the second type of alert comprises at least a second audible sound varying at least one characteristic of the first audible sound, and initiate a second signal to the medical server if the signal strength value is less than the first preselected value; and an application configured to facilitate exchange of information between the sensor circuit and the medical server, the application having a preselected set of protocols, wherein the application monitors usage of the medication device and location of the medication device by connecting to the medication device via the transmission hub.
2946 | Context emotion determination system | Systems, methods, and devices for determining contexts and determining associated emotion profiles using information received from multiple emotion sensor enabled electronic devices, are disclosed. Contexts can be defined by a description of spatial and/or temporal components. Such contexts can be arbitrarily defined using semantically meaningful and absolute descriptions of times and locations. Emotion sensor data is associated with or includes context data that describes the circumstances under which the data was determined. The emotion sensor data can include emotion sensor readings that are implicit indications of an emotion for the context. The sensor data can also include user reported data with explicit descriptors of an emotion for the context. The emotion sensor data can be filtered by context data according a selected context. The filtered sensor data can then be analyzed to determine an emotion profile for the context that can be output to one or more users or entities. | 1. A method comprising: receiving, by a computer system, emotion sensor data for a plurality of contexts from a plurality of distributed electronic devices, wherein each of the plurality of contexts corresponds to one or more of a geographical area and a time period, wherein the emotion sensor data comprises implicit emotion indicators based on information sensed by the plurality of distributed electronic devices for the plurality of contexts, wherein the emotion sensor data further comprises explicit emotion descriptors based on user reported descriptions of emotions for the plurality of contexts; determining, by the computer system, a first context in the plurality of contexts; determining, by the computer system, a first portion of the emotion sensor data determined to be received from a first portion of the plurality of distributed electronic devices, wherein the first portion of the emotion sensor data is based on information sensed for the first context; generating, by the computer system, a first emotion profile for the first context based on the first portion of the emotion sensor data, the generating comprising weighting the implicit emotion indicators differently from the explicit emotion descriptors based at least on a reliability, tracking, using an emotion trend profile, an emotional change associated with a move from one of the plurality of contexts to another of the plurality of contexts; and predicting, using the emotion trend profile and the first emotion profile, a predicted emotional change associated with a move from one of the plurality of contexts to the first context; wherein the first emotion profile comprises a description of a first emotion associated with the first context, and wherein the computer system comprises one or more computer processors configured to perform the steps of the method.
2947 | Methods, systems and devices for automatic linking of activity tracking devices to user devices | Methods, systems and devices are provided for automatically linking a device to an activity tracking device. One method includes receiving, at a device, an identifier from a website. The identifier is for an activity tracker that has been paired to a user account of the website. The method also includes scanning, by the device, for identifiers advertised by one or more activity trackers and identifying the activity tracker by matching the advertised identifier to the identifier obtained from the website. The method then includes automatically establishing a link between the activity tracker and the device. | 1. A method, comprising: receiving, at a device, an identifier from a website, the identifier being for an activity tracker that has been paired to a user account of the website; scanning, by the device, for identifiers advertised by one or more activity trackers; identifying the activity tracker by matching one of the advertised identifiers to the identifier obtained from the website; and automatically establishing a link between the activity tracker and the device, the method being executed by a processor.
2948 | Apparatus and method of providing medical data based on a handover of a medical sensor | An apparatus for providing medical data based on a handover of a medical sensor. The apparatus includes a medical data client that requests and receives the medical data from the medical sensor; a security module that manages access to the medical data; a data management unit that stores the received medical data; and an event handler that receives a predetermined condition notification from the medical sensor and sends a command to release access to the medical data, based on the predetermined condition notification. | 1. An apparatus worn by or attached to a user, the apparatus comprising: a medical sensor configured to measure medical data from the user; a processor configured to: carry out an access security for the medical data, detect a predetermined condition of the user from the medical data, send a predetermined condition notification to a medical gateway, based on the predetermined condition, receive an access security release command from the medical gateway, release the access security for the medical data in response to the access security release command, receive a request for the medical data from an ambulance gateway, and transmit the medical data to the ambulance gateway after releasing the access security for the medical data.
2949 | Wiring board, manufacturing method for wiring board, and image pickup apparatus | A wiring board includes a plurality of wiring layers, a plurality of insulating layers, and an electrode member made of a conductive material, the electrode member being incorporated in the wiring board in a state in which the electrode member includes exposed sections on side surfaces that cross the plurality of wiring layers and the plurality of insulating layers. | 1. An image pickup apparatus comprising: a wiring board comprising: a core substrate having wiring layers on each of an upper surface and a lower surface of a core, the core being a first insulation layer, first plurality of electrode members and second plurality of electrode members, wherein each of the first plurality of electrode members and the second plurality of electrode members being made of a metal material, wherein each of the first plurality of electrode members and the second plurality of electrode members being arranged in a plurality of rows and columns on the core substrate and each of the first plurality of electrode members and the second plurality of electrode members being connected with the wiring layers; and a second insulating layer made of resin, the second insulating layer having a first part being disposed on the upper surface of the core and a second part disposed on the lower surface of the core and wherein the second insulating layer covers the first plurality of electrode members and the second plurality of electrode members; wherein end surfaces of the core substrate and end surfaces of the second insulating layer being exposed on each of a first side surface and a second side surface of the wiring board; end surfaces of the first plurality of electrode members and end surfaces of the second plurality of electrode members being exposed on the first side surface and the second side surface respectively, wherein the first plurality of electrode members and the second plurality of electrode members are formed from metallic ingots embedded into the first and second side surfaces of the wiring board such that a body of each of the metallic ingots is entirely positioned within an interior of the second insulating layer and a surface of the body of each of the metallic ingots is exposed on the first and second side surfaces of the wiring board; and an image pickup device chip comprising: an image pickup device disposed on a first principal plane of the image pickup device chip; and a plurality of wires for external connection on a second principal plane of the image pickup device chip, the plurality of wires for external connection being connected with the first plurality of electrode members exposed on the first side surface of the wiring board and a wiring cable connected with the second plurality of electrode members that are exposed on the second side surface of the wiring board.
2950 | Apparatus and methods for corrective guidance of eating behavior after weight loss surgery | Apparatuses and methods for corrective guidance of eating behavior of a patient equipped with a gastric restriction device. The apparatus provides continuous monitoring or one or more parameters related to food passing through the gastric restriction device. Each monitored parameter is processed to provide a visual indication of the current eating behavior. The visual indication is used as input to the patient or a caregiver to modify the eating behavior. In some embodiments, the apparatus includes an emergency relief mechanism that automatically relieves excess pressure developing in the gastric restriction device. In some embodiments, the apparatus is enabled to deliver an appetite suppressant to modify the eating behavior. | 1. An apparatus for data collection and interpretation of eating behavior patterns of a patient equipped with a gastric restriction apparatus (GRA) comprising: monitoring means comprising a near-infrared (NIR) source and a near infrared detector for monitoring at least one physical parameter directly related to food consumed; and, an intra-corporal emergency relief mechanism configured to automatically relieve pressure developing due to said food currently passing through the GRA, when exceeding a pre set value; wherein said at least one physical parameter directly related to said food consumed comprises nutrient caloric value.
2951 | Pharma-informatics system | An apparatus including a coil configured to receive a signal associated with a composition ingested by a user and a data storage element operatively coupled to the coil, the data storage element configured to store, based on the signal, at least one of time information, date information, or identity information associated with the composition. | 1. An apparatus, comprising: a coil configured to receive a monophasic electrically conductive signal associated with a composition ingested by a user, wherein the monophasic electrically conductive signal is configured to be transmitted through an electrically conductive medium by a signal generation element of an ingestible component associated with the composition, wherein the signal generation element is configured to generate the monophasic electrically conductive signal by modulating current flow through the electrically conductive medium; and a data storage element operatively coupled to the coil, the data storage element configured to store, based on the monophasic electrically conductive signal, at least one of time information, date information, or identity information associated with the composition.
2952 | Fiber laser system for medical applications | Improved/efficient fiber laser systems are provided for medical/cosmetic applications, comprising at least one pump source, optically coupled with at least one fiber laser. The fiber laser comprises an irregularly-shaped single-, double- or multiple-clad fiber of unconventional structure and geometry, and means for partially/completely reflecting the pump radiation, such as Bragg gratings. The fiber laser system further comprises at least one fiber optic delivery device optically coupled with the pump source, with the irregularly-shaped single-, double- or multiple-clad fiber laser, or with both, to convey laser radiation to a treatment site. The fiber optic delivery device comprises one or more waveguides, preferably optical fibers. The irregularly-shaped fiber laser and waveguides of the fiber optic delivery device have the same or different tip configurations to perform the treatment according to therapeutic needs. In a preferred embodiment, the fiber laser treatment system operating at 915±30 nm, 975±30 nm and/or 1550±40, comprises control means to select delivery of one, two or three output laser beams, and regulates their respective output powers. | 1. A fiber laser system for medical and cosmetic applications comprising, a low brightness diode laser pump source emitting radiation at a wavelength of λp; a fiber laser comprising an active double-clad optical fiber with an irregular structure having a receiving end and an emitting end and being optically coupled at the receiving end with said pump source; a first fiber optic delivery device optically coupled with said pump source and configured to deliver radiation at a wavelength of λp a second fiber optic delivery device optically coupled with the emitting end of said fiber laser and configured to deliver radiation at a wavelength of λc wherein said first and second fiber optic delivery devices comprises at least one waveguide to convey laser radiation of wavelengths of both λp and λc simultaneously to a treatment site.
2953 | Sexual massager communication device, system, and method | Embodiments of the present invention provide a sexual massager that is configured to communicate (directly or indirectly) a message to a target in response to an occurrence of an event. The sexual massager may be a sexual aid. Messages may be generated based on various pre-sets and/or user selections established to determine a type of message, content for inclusion in the message, the target, the event, and other customizations. The content of the messages may be generated based on a variety of options, such as random, customized, or based on usage parameters, such as biometric, device settings, and temporal information. | 1. A system comprising: a sexual massager, the sexual massager comprising: a massage unit, and a massage unit on/off switch, a server in communication with the sexual massager, the server comprising: a bus; a memory medium coupled to the bus; a processor coupled to the bus, the processor configured to execute instructions, stored on the memory medium, to: receive a set of preferences from a user for a desired message, wherein the set of preferences include: a content selection method for the desired message; a message type of the desired message, and a target to which the desired message is to be sent, detect a deactivation of the massage unit by the massage unit on/off switch, based on data received over a network from the sexual massager; assemble at least one message, of the message type, with at least one item of content selected according to the content selection method; and send the assembled at least one message of the message type to the target in response to the detection of the occurrence of the deactivation; wherein the target comprises at least one of: a telephone number, an email address, a voicemail box, a social media receptacle, or an instant message inbox.
2954 | Wetness controlling system and intelligent vibrator including the same | The present invention discloses a wetness controlling system for intelligent vibrator and an intelligent vibrator capable of controlling wetness. The wetness controlling system for intelligent vibrator includes an intelligent vibrator, an intelligent terminal for controlling a degree of wetness of the surface of the intelligent vibrator. The intelligent vibrator wirelessly communicates with the intelligent terminal. The intelligent terminal generates a first controlling demand for controlling the wetness controlling unit to adjust the degree wetness of the intelligent vibrator according to the degree of wetness detected by the wetness sensor, thereby allowing users to select a pleasant degree of wetness according to need for better user experience while providing a better user interface. | 1. A wetness controlling system for vibrator comprising a vibrator ( 1 ) and a terminal ( 2 ) for controlling a degree of wetness of the surface of the vibrator ( 1 ); the vibrator ( 2 ) being wirelessly communicated with the terminal ( 2 ); wherein the vibrator ( 1 ) comprises a wetness sensor ( 103 ) for collecting a degree of wetness of the surface of the vibrator ( 1 ), a first radio frequency unit ( 102 ) for transmitting a wetness signal corresponding to the degree of wetness to the terminal ( 2 ) and receiving a first controlling command from the terminal ( 2 ) which is processed according to the wetness signal, a first main controlling unit ( 101 ) connected to the wetness sensor ( 103 ) and the first radio frequency unit ( 102 ), and a wetness controlling unit ( 104 ) connected to the first main controlling unit ( 101 ) for adjusting the degree of wetness of the surface of the vibrator ( 1 ) according to the first controlling command; wherein the terminal ( 2 ) comprises a second radio frequency unit ( 202 ) for receiving the wetness signal and transmitting the first controlling command, and a second main controlling unit ( 201 ) connected to the second radio frequency unit ( 202 ) for processing the received wetness signal into the first controlling command to control the degree of wetness of the surface of the vibrator ( 1 ).
2955 | System and method for medicament storage, dispensing, and administration | Various exemplary embodiments relate to a medicament storage case including: a case body securable to a wall; a door connected to the body; a sleeve to contain an epinephrine injector; a medicament lock including a hook, wherein the hook is positioned to engage the sleeve when in a first position and is positioned to disengage the sleeve when in a second position; an actuator including a solenoid, wherein the solenoid, upon activation, moves the hook from the first position to the second position; a microphone configured to receive first audio as input; a speaker configured to output second audio; a communication unit configured to provide Internet connectivity; a button; and a processor configured to: in response to pressing the button: establish communication between the local user and a remote site, receive an unlock message, and in response to receiving the unlock message, activate the solenoid to release of the sleeve. | 1. A medicament storage case assembly comprising: a lock mechanism having a locked state and an unlocked state, wherein a portion of the lock mechanism, in the locked state, is configured to engage a corresponding portion of a container storing the medicament and to thereby maintain the medicament in a first position in which access to the medicament is restricted, wherein the lock mechanism in the unlocked state is configured disengage the portion of the lock mechanism from the corresponding portion of the container and thereby cause the medicament to move from the first position to a second position in which access to the medicament is permitted, wherein the lock mechanism comprises: a biasing component positioned to apply a first force to the portion of the lock mechanism, the first force maintaining the portion of the lock mechanism in a first orientation that maintains the medicament in the first position, a solenoid moveable toward the biasing component, wherein a movement of the solenoid toward the biasing component applies a second force that opposes the first force, wherein the second force opposing the first force permits the portion of the lock mechanism to move to a second orientation that allows the medicament to move from the first position to the second position, and a controller configured to respond to a signal from a processor by moving the solenoid toward the biasing component; a connectivity unit configured to communicate with at least one remote device via a network; and the processor in communication with the lock mechanism and the connectivity unit, wherein the processor is configured to: receive a dispense instruction from the at least one remote device via the connectivity unit, and in response to receiving the dispense instruction, cause the lock mechanism to enter the unlocked state by providing the signal to the controller, whereby the lock mechanism permits user access to the medicament based on receiving the dispense instruction from the at least one remote device.
2956 | High voltage monitoring successive approximation analog to digital converter | A successive approximation ADC made of a low voltage configurable differential amplifier and low voltage logic circuits which can convert a high voltage analog input to a digital equivalent. The differential amplifier can be configured as either an op amp or a comparator depending upon the mode of operation. An input capacitor C 1 is switchably coupled to an electrode selected for voltage sampling. A switched capacitor array C 2 is coupled across the differential amplifier input and output. A SAR coupled to the switched capacitor array provides a digital output corresponding to the sampled analog voltage. During a sampling interval and a charge transfer interval, the differential amplifier is configured as an op amp. During the transfer interval, the voltage on the input capacitor multiplied by the ratio C 1 /C 2 is transferred to the switched capacitor array. During an analog to digital conversion interval, the ADC converts the analog voltage to an equivalent digital output. | 1. An analog to digital converter (ADC) comprising: a switched capacitor array having a total capacitance value of C 2 ; a differential amplifier selectably configurable as either an operational amplifier or a comparator, said differential amplifier having first and second inputs and an output, wherein the first input is coupled to a reference voltage and wherein the switched capacitor array is coupled across the second input and the output of the differential amplifier; an input capacitor switchably coupled between the differential amplifier second input and an analog voltage source adapted to provide an analog voltage signal to be converted to a digital output signal, said input capacitor having a capacitance value of C 1 ; a successive approximation register coupled to the switched capacitor array and the differential amplifier output and configured to provide the digital output signal; and a logic signal generator configured to provide timing control logic signals to the other components of the ADC.
2957 | Battery charging termination parameter based on previous charging session duration | This disclosure describes techniques for a method of charging a battery. In an example, the method includes charging the battery during a first charging session until a first charging termination parameter value is reached. The method also includes determining, for a second charging session, a second charging termination parameter value based on a duration of the first charging session, wherein the second charging termination parameter value is different than the first charging termination parameter value. The method also includes charging the battery during the second charging session until the second charging termination parameter value is reached. | 1. A method of charging a battery, the method comprising: charging the battery during a first charging session until a first charging termination parameter value is reached, the first charging termination parameter value being a value other than time; determining a duration of the first charging session; determining, for a second charging session, a second charging termination parameter value based on the determined duration of the first charging session, wherein the second charging termination parameter value is different than the first charging termination parameter value, the second charging termination parameter value being a value other than time; and charging the battery during the second charging session until the second charging termination parameter value is reached.
2958 | Performance monitoring systems and methods | We have disclosed systems and methods for portable performance monitoring of an individual during a physical activity. The systems and methods may include a portable performance monitoring configured to be carried by the individual during the fitness activity. The portable performance monitoring device may include a display screen and a control unit. The systems and methods may also include a sensor configured to receive athletic performance data of the individual engaged in the fitness activity and communicate the athletic performance data to the control unit. The control unit may be configured to wirelessly upload the athletic performance data to a base station and wirelessly download athletic performance information determined by the base station based on the athletic performance data. The display screen may be configured to display the athletic performance information to the individual. The base station may also be configured to store the athletic performance data. | 1. A personal athletic performance monitoring system configured to be used by an individual engaged in a fitness activity, the system comprising: a portable performance monitoring device configured to be carried by the individual during, the fitness activity, the portable performance monitoring device comprising a display screen and a control unit; and a sensor configured to receive athletic performance data of the individual engaged in the fitness activity and communicate the athletic performance data to the control unit; wherein the control unit is configured to wirelessly upload the athletic performance data to a base station configured to store the athletic performance data and determine athletic performance information based on the athletic performance data; and wherein the control unit is configured to wirelessly download the athletic performance information from the base station and display the athletic performance information to the individual on the display screen of the portable performance monitoring device.
2959 | Integrated optical system and components utilizing tunable optical sources and coherent detection and phased array for imaging, ranging, sensing, communications and other applications | An integrated optical system includes a photonic integrated circuit (PIC) having a frequency tunable optical source, a coherent optical receiver, and an optical phased array for coupling light to/from a sample. The integrated optical system is configured such that when the optical source is tuned in optical frequency the receiver produces electrical signals that are processed to produce optical profile information about the sample. | 1. An integrated optical system comprising: a photonic integrated circuit (PIC) having a frequency tunable optical source; a coherent optical receiver; and an optical phased array for coupling light to/from a sample; wherein said system is configured such that when the optical source is tuned in optical frequency said receiver produces electrical signals that are processed to produce optical information about the sample.
2960 | Sensor device and sensing method using the same | Provided are a sensor device and a sensing method using the same. The sensor device according to the present invention includes: a sensing voltage generating unit outputting different voltage values depending on an external environment; a pulse generating unit generating a pulse having a period which is proportional to an input voltage; a divider dividing an output of the pulse generating unit; and a counter unit measuring a length of an output pulse of the divider in a clock unit. As a result, the sensor device including an analog-digital converter (ADC) using a pulse width modulation technology is a miniature device and has high resolution. | 1. A sensor device comprising: a sensing voltage generating unit receiving an input voltage and generating a sensed voltage that is a function of an external environment; a pulse generating unit generating a first pulse having a first period, wherein the first period includes a first component that is proportional to the sensed voltage and a second component that is caused by a switching error of the pulse generating unit; a first AND gate receiving the first pulse, receiving a processed clock signal, and outputting a second pulse; a 2npulse divider receiving the second pulse and generating a third pulse that is approximately 2ntimes longer than the second pulse; a second AND gate receiving the third pulse, receiving a clock signal, and generating a fourth pulse; a 2n−1clock divider receiving the fourth pulse and generating a fifth pulse that is proportional to the switching error; an inverter receiving the third pulse and generating a sixth pulse; a reset-set (RS) flip-flop receiving the fifth pulse into a Set input, receiving the sixth pulse into a Reset input, and outputting a seventh pulse, wherein the seventh pulse is not proportional to the switching error; and a counter receiving the seventh pulse and outputting an N-bit value of the seventh pulse.
2961 | System and method for adapting alarms in a wearable medical device | According to another example, a wearable medical device controller is provided. The device controller includes a memory and a processor coupled to the memory. The processor is configured to determine a correlation between a phenomenon identifiable by the wearable medical device controller and at least one response pattern associated with a patient and store, responsive to detecting the correlation, an adaptation path to address the at least one response pattern, the adaptation path specifying an adaptation of at least one characteristic of an alarm. The at least one response pattern may include a plurality of response patterns and the adaptation path may reflect adaptations made to address at least some of the plurality of response patterns. | 1. An ambulatory medical device for monitoring and treating a cardiac abnormality of a patient comprising: one or more ECG sensors for detecting the cardiac abnormality of the patient; one or more therapy electrodes for treating the cardiac abnormality of the patient; and a controller configured to detect an occurrence of an event comprising the cardiac abnormality of the patient; adapt at least one alarm based on an adaptation path; issue a first instance of the alarm in response to detecting the occurrence of the event; adapt one or more frequencies of the alarm according to the adaptation path, wherein the adapted one or more frequencies enable the patient to hear the alarm in a presence of inhibiting factors; issue a second instance of the alarm if the patient has not responded to the first instance of the alarm; and deliver a therapeutic shock via the therapy electrodes if the patient does not respond to the second instance of the alarm.
2962 | Traffic control system | A traffic control system (TCS) is provided comprising at least one traffic control unit, TCU, ( 9 ) equipped with a proximity enabled traffic user equipment, PETUE, ( 1 ) and adapted to control traffic of mobile entities wherein the proximity enabled traffic user equipment, PETUE, ( 1 ) of said traffic control unit, TCU, ( 9 ) is configured to transmit traffic information by sending at least one discovery message, DM, directly via a user equipment to user equipment link to at least one other proximity enabled traffic user equipment, PETUE, of a mobile entity, wherein said discovery message, DM, includes a proximity service, ProSe, application identifier comprising a string of traffic labels, TLs, representing hierarchical traffic information levels. | 1. A traffic control system comprising: at least one traffic control unit equipped with a proximity enabled traffic user equipment and adapted to control traffic of mobile entities; and an actuator connected to said traffic control unit; wherein the proximity enabled traffic user equipment of said traffic control unit comprises: a transmitter adapted to transmit traffic information by broadcasting at least one discovery message to at least one other proximity enabled traffic user equipment of a mobile entity in a vicinity of the proximity enabled traffic user equipment of said traffic control unit to discover the other proximity enabled traffic user equipment, and a receiver adapted to receive a broadcasted proximity service application code associated with a proximity service application identifier, wherein the broadcasted proximity service application code is supplied by said receiver of the proximity enabled traffic user equipment to a discovery filter unit of said proximity enabled traffic user equipment, wherein said discovery filter unit is adapted to selectively match the broadcasted proximity service application code with proximity service application codes stored in a configurable lookup application code memory of said proximity enabled traffic user equipment to retrieve a matching proximity service application identifier of a discovery message received by the receiver of said proximity enabled traffic user equipment, wherein the matching proximity service application identifier comprises a string of traffic labels carrying traffic information attributes, and wherein the traffic control unit of said traffic control system further comprises a processing unit adapted to process the matching proximity service application identifier output by said discovery filter unit of said proximity enabled traffic user equipment to generate control data adapted to control the actuator connected to the traffic control unit of said traffic control system.
2963 | Laser amplifier, laser apparatus, and extreme ultraviolet light generating system | There may be provided a laser amplifier including: a chamber containing a laser medium; a first window provided on the chamber, and configured to allow a laser light beam inputted from outside of the chamber to enter the chamber; an excitation unit configured to amplify, by exciting the laser medium, the laser light beam that has entered the chamber; a second window provided on the chamber, and configured to allow the laser light beam that has been amplified by the excitation unit to exit from the chamber to the outside; a mirror provided on a laser light path between the first window and the second window; and a wavelength selection film provided on one or more of the first window, the second window, and the mirror, and configured to suppress propagation of light beams of one or more suppression target wavelengths different from a desired wavelength. | 1. A laser amplifier, comprising: a chamber containing a laser medium; a first window provided on the chamber, and tilted to allow a laser light beam of a desired wavelength inputted from outside of the chamber to enter the chamber and to allow light beams of one or more suppression target wavelengths different from the desired wavelength to be off a light path of the laser light beam of the desired wavelength; an excitation unit configured to amplify, by exciting the laser medium, the laser light beam that has entered the chamber; a second window provided on the chamber, and tilted to allow the laser light beam that has been amplified by the excitation unit to exit from the chamber to the outside and to allow the light beams of the one or more suppression target wavelengths to be off the light path of the laser light beam of the desired wavelength; a mirror provided on a laser light path between the first window and the second window; and a wavelength selection film provided on one or more of the first window, the second window, and the mirror, and configured to suppress propagation of the light beams of the one or more suppression target wavelengths.
2964 | Using supplemental encrypted signals to mitigate man-in-the-middle attacks on teleoperated systems | Methods and systems for securing remotely-operable devices are provided. A remotely-operable device can receive a command related to a component of the remotely-operable device operating in an environment. The remotely-operable device can include a reality-rules database (RRDB) that is configured to store a plurality of reality rules with each reality rule relating to a constraint on the remotely-operable device. The remotely-operable device can determine a reasonableness value for the command based on a constraint, where the constraint is determined based on a constraint related to at least one reality rule of the plurality of reality rules stored in the RRDB. The remotely-operable device can encode the reasonableness value for the command in a feedback message. The remotely-operable device can send the encoded feedback message from the remotely-operable device. | 1. A method, comprising: receiving, at a remotely-operable device, a command related to a component of the remotely-operable device operating in an environment, the remotely-operable device comprising the component and a reality-rules database (RRDB), wherein the RRDB is configured to store a plurality of reality rules, and wherein each reality rule relates to a constraint on the remotely-operable device; determining a first value for the command based on at least one constraint on at least the component of the remotely-operable device while operating in the environment, wherein the at least one constraint is determined based on at least one reality rule of the plurality of reality rules stored in the RRDB of the remotely-operable device, and wherein determining the first value for the command comprises: determining a current status of the component of the remotely-operable device, determining a possible-future status of the component based on the current status, wherein the possible-future status indicates a status in the event the command was executed, providing a query to the RRDB related to the component, in response to the query, receiving data regarding the at least one constraint on the remotely-operable device, and determining the first value based on the possible-future status and the data regarding the at least one constraint on the remotely-operable device; encoding the first value for the command in a feedback message for the remotely-operable device; and sending the encoded feedback message from the remotely-operable device.
2965 | Apparatus and method for point-of-collection measurement of a biomolecular reaction | A system, methods, and apparatus for biomolecular measurements, monitoring, and tracking uses a smartphone-based system. A biological sample, including, but not limited to blood, saliva, biopsy, or sweat, is collected on a modular diagnostic test platform, which is then inserted into a smartphone accessory. Optical, electrical, mechanical, or other means are used to transduce a biomolecular binding event, including antibody, aptamer, enzymatic, base-pair matching, or other biological recognition reaction and communicate the results with the smartphone. Some specific examples of targets include 25-hydroxyvitamin D, folic acid, DNA, or proteins from infectious agents, and zinc. The result can then be presented quantitatively or turned into a more consumer-friendly measurement (positive, negative, above average, etc.), displayed to the user, stored for later comparison, and communicated to a central hub location where medical professionals can provide additional review. Additionally, social media integration can allow for device results to be broadcast to specific audiences, to compare healthy living with friends, to compete in health based games, create mappings, and other applications. | 1. A method that enables a point-of-collection, quantitative target measurement of a biomolecular reaction in a collected sample, comprising: providing a modular, diagnostic test platform that includes a sample collection region, a biomolecular reaction region, and a control reaction region; collecting a sample at the sample collection region; providing a smartphone and a smartphone accessory, wherein the smartphone is programmed with a software application that operatively couples the smartphone and the smartphone accessory, further wherein the smartphone accessory is one of operatively connectable to and operatively connected to the smartphone, further wherein the smartphone accessory is adapted to removeably retain the modular, diagnostic test platform including the collected sample, further wherein the smartphone accessory provides an ambient light-free environment for at least the biomolecular reaction region and the control region of the diagnostic test platform including the collected sample at least during a reaction measurement phase of the method, further wherein at least one of the smartphone and the smartphone accessory includes a light source having an emission that can illuminate at least the biomolecular reaction region and the control region of the diagnostic test platform; instructing the software application to activate the light source; making a plurality of ratiometric measurements at different times, with each ratiometric measurement made of a biomolecular reaction in the biomolecular reaction region and a biomolecular reaction in the control reaction region, thereby producing time-charted measurements; and displaying on the smartphone a quantitative target measurement of the biomolecular reaction in the collected sample.
2966 | System and method for wireless device pairing | Embodiments of the present invention include a system and method for wirelessly identifying and validating an electronic device in order to initiate a communication process with another device or a service. In an embodiment, the system includes a portable biometric monitoring device that is identified by a client device or a server for the purpose of initiating a pairing process. In an embodiment, pairing implies pairing the portable device to an online user account with minimal user interaction. After pairing, the portable device and appropriate client devices and servers communicate with little or no user interaction, for example to upload sensor data collected by the portable device. | 1. A portable monitoring system, comprising: a first device configurable to communicate wirelessly; and a second device comprising a portable monitoring device, wherein communication comprises: the first device automatically discovering the second device by wireless communication; and the first device and the second device automatically communicating wirelessly to start a pairing attempt, wherein the pairing attempt comprises: the first device receiving user login information to log a user into a web based user account; the first device wirelessly detecting the second device, and requesting a response from the second device; the first device receiving a response from the second device, including a device identification; the first device obtaining a list of devices eligible for pairing; when the second device is on the list of devices, the first device sending a command to the second device to enter pairing mode; the second device cueing the user via a user interface to validate a request to pair; the second device receiving user input in response to the request to pair, wherein the input is received by one or more of a plurality of sensors, wherein the input comprises tapping only the second device anywhere on its exterior; in response to the user input, the first device transmitting a request for device information to the second device and the second device acknowledging the request and transmitting the requested device information; the first device transmitting the acknowledgment and the device information to a server associated with the user account; the first device receiving user information from the server, wherein the user information includes biometric data pertaining to the user; the first device transmitting the user information to the second device; the second device transmitting device data to the first device; the first device transmitting the device data to the server; and the first device and the second device completing the pairing attempt while remaining remote from each other.
2967 | Extreme UV radiation light source device | An extreme ultraviolet light source device includes a raw material supplying mechanism. The raw material supplying mechanism includes a disk-shaped rotor, a motor for causing the rotor to rotate, a cover-shaped structure surrounding the rotor via a gap, and a first reservoir provided inside the cover-shaped structure for reserving a liquid high temperature plasma raw material. When the rotor rotates, a portion of the surface on the rotor becomes coated with the liquid high temperature plasma raw material. A portion of the cover-shaped structure has an aperture exposing that surface of the rotor which coated with the high temperature plasma raw material. The high temperature plasma raw material is irradiated with an energy beam from an energy beam supply device through the aperture, and generates EUV radiation. | 1. An extreme ultraviolet light source device comprising: a disc-like rotating element having two side surfaces and an outer circumferential surface between said two side surfaces, each of the two side surfaces being flat; a rotation unit configured to cause the rotating element to rotate about a rotation center shaft, which is perpendicular to one of the two side surfaces of the rotating element; a cover-like structure configured to surround the rotating element with a gap; a first reserving vessel disposed in the cover-like structure and configured to reserve a liquid high temperature plasma raw material, with part of the rotating element being immersed in the high temperature plasma raw material reserved in the first reserving vessel; a raw material supplying mechanism configured to apply the liquid high temperature plasma raw material onto at least part of said one of the two side surfaces of the rotating element upon a rotating movement of the rotating element; an energy beam providing device configured to irradiate the high temperature plasma raw material with an energy beam; and a film thickness controlling mechanism provided in the cover-like structure, the film thickness controlling mechanism including a U-shaped structure, the U-shaped structure having two opposite sides and one connecting portion spanning the two opposite sides to define a U shape, each of the two opposite sides having a free end face, the U-shaped structure being biased by an elastic body in a direction against said one of the two side surfaces of the rotating element such that said free end faces of the two opposite sides of the U-shaped structure contact said one of the two side surfaces of the rotating element, a clearance between the rotating element and said one connecting portion of the U-shaped structure, which faces the rotating element, being set such that the liquid high temperature plasma raw material applied on the rotating element has a predetermined film thickness, the cover-like structure having an opening to expose a portion of said one of the two side surfaces of the rotating element and a portion of the outer circumferential surface of the rotating element such that the energy beam is directed to said one of the two side surfaces of the rotating element, on which the high temperature plasma raw material is applied, through the opening of the cover-like structure, and extreme ultraviolet light generated upon irradiation of the energy beam is released from the opening of the cover-like structure, the cover-like structure having a scattering preventing member extending in said opening of the cover-like structure, the scattering preventing member having a bending surface to oppose a direction of a centrifugal force acting on the rotating element, which is caused to rotate by the rotation unit, in said opening of the cover-like structure, the cover-like structure and the scattering preventing member being configured, in combination, to cover entirety of the outer circumferential surface of the rotating element.
2968 | Body rehabilitation sensing method based on a mobile communication device and a system thereof | The present disclosure provides a body rehabilitation sensing method based on a mobile communication device. The method comprises placing the mobile communication device at a specific portion of the limb of a user; a sensing module of the mobile communication device sensing the acceleration of the mobile communication device for generating an acceleration information; the mobile communication device transmitting the acceleration information to a remote server through a wireless network module; a computing module of the remote server analyzing the acceleration information and comparing the similarity of the acceleration information and a standard movement information; and the remote server transmitting the compare result of the similarity of the acceleration information and the standard movement information to the mobile communication device through the wireless network module. Accordingly, the user of the mobile communication device can acquire correctness of rehabilitation movements. | 1. A body rehabilitation sensing method based on a mobile communication device, used for the mobile communication device, the mobile communication device having a wireless network module and a sensing module, the method comprising: the mobile communication device receiving a rehabilitation movement information from a remote server through the wireless network module, and the mobile communication device displaying the rehabilitation movement information by a display module of the mobile communication device; placing the mobile communication device at a specific portion of the limb of a user; the sensing module of the mobile communication device executing a correction process; the sensing module of the mobile communication device sensing the acceleration of the mobile communication device for generating an acceleration information; the mobile communication device transmitting the acceleration information to the remote server through the wireless network module; a computing module of the remote server analyzing the acceleration information and comparing the similarity of the acceleration information and a standard movement information; and the remote server transmitting the compare result of the similarity of the acceleration information and the standard movement information to the mobile communication device through the wireless network module; wherein the correction process comprises: determining whether the acceleration of the mobile communication device sensed by the sensing module is less than a stability threshold for a time period; and generating an indicating signal which represents the mobile communication device is ready to sense the acceleration of the mobile communication device to generate the acceleration information when the acceleration of the mobile communication device is less than the stability threshold for the time period.
2969 | IVUS system with rotary capacitive coupling | An imaging system comprises a catheter having a lumen, a rotatable imaging probe within the catheter lumen including a distal transducer and first and second conductors coupled to the transducer, and a coupler that couples the rotatable first and second conductors to non-rotatable third and fourth conductors, respectively. The coupler includes a rotary capacitive coupler. | 1. An imaging system comprising: a catheter having a lumen; a rotatable imaging probe within the catheter lumen including a rotatable distal transducer and rotatable first and second conductors coupled to the transducer; and a rotary capacitive coupler that couples the rotatable first and second conductors to non-rotatable third and fourth conductors, respectively, the rotary capacitive coupler including a parallel plate capacitor mounted within a cylindrical surface concentric capacitor.
2970 | Hermetically sealed implantable ophthalmic devices and methods of making same | Many modern implantable ophthalmic devices include electronic components, such as electro-active cells, that can leak harmful substances into the eye and/or surrounding tissue. In the implantable ophthalmic devices disclosed herein, electronic components are hermetically sealed within cavities formed by bonding together two or more glass wafers. Bonding the glass wafers together with laser fusion bonding, pressure bonding, or anodic bonding creates a seal that leaks at a rate of less than about 5×10−12Pa m3s−1when subjected to a helium leak test. Hermetically sealed feedthroughs formed of conductive material running through channels in the wafers provide electrical connections to components inside the sealed cavities. In some cases, the conductive material has a coefficient of thermal expansion (CTE) that is roughly equal to (e.g., within 10% of) the CTE of the glass wafers to minimize leakage due to thermally induced expansion and contraction of the conductive material and the glass wafer. | 1. A method of making an implantable ophthalmic device, the method comprising: (a) placing an electronic component in electrical communication with a hermetically sealed feedthrough that provides a conductive path from a first side of a first substrate to a second side of the first substrate; (b) bonding a second substrate to the first side of the first substrate to at least partially define a hermetically sealed cavity containing the electronic component; (c) making an electro-active element by: (i) filling a cavity with liquid crystal material via a glass tube; and (ii) closing the glass tube to seal the liquid crystal material in the cavity; and (d) placing the electro-active element in electrical communication with the electronic component via the hermetically sealed feedthrough.
2971 | Cardiopulmonary resuscitation (CPR) feedback systems and methods | Systems and methods for cardiopulmonary resuscitation feedback are disclosed. According to an aspect, a method includes determining a force. The method also includes, in response to determining the force, acquiring spatial orientation data, remove the effects of gravity, and wirelessly or wired method of communicating the spatial orientation data. | 1. A method of cardiopulmonary resuscitation feedback, the method comprising: determining a magnitude of a force applied to a cardiopulmonary resuscitation (CPR) feedback device; in response to determining the magnitude of the force exceeds a predetermined threshold: using at least one magnetometer to acquire three-dimensional (3D) spatial orientation data of the force; determining angular orientation and direction of the force in three-dimensional space based on the spatial orientation data; and one of wirelessly or through wired communication communicating the determined angular orientation and direction.
2972 | Circuit, system and method for far-field radiative powering of an implantable medical device | An isolated circuit including a RF input configured to receive a far field radiative powering signal and a rectified voltage output configured to provide a rectified voltage based on the received far field radiative powering signal. The isolated circuit also includes a first power assembly comprising a first impedance coupled to the RF input where the first impedance is provided, at least in part, by activating a first switch in response to the rectified voltage satisfying a first voltage threshold. The isolated circuit also includes a second power assembly comprising a second impedance coupled to the RF input where the second impedance is provided, at least in part, by activating the first switch and a second switch in response to the rectified voltage satisfying the first voltage threshold and a second voltage threshold, respectively. | 1. An isolated circuit comprising: a RF input configured to receive a far field radiative powering signal; a matching network configured to provide a matched impedance voltage of the RF input to other components of the isolated circuit; a voltage rectifier configured to provide a rectified voltage based on the received far field radiative powering signal; a first switching network comprising: a first power assembly comprising a first impedance coupled between the RF input and the matching network, the first impedance provided, at least in part, by activating a first switch in response to the rectified voltage satisfying a first voltage threshold; and a second power assembly comprising a second impedance coupled between the RF input and the matching network, the second impedance provided, at least in part, by activating the first switch and a second switch in response to the rectified voltage satisfying the first voltage threshold and a second voltage threshold, respectively; and a second switching network comprising: a third power assembly comprising a third impedance coupled between the matching network and the voltage rectifier, the third impedance provided, at least in part, by activating a third switch in response to the rectified voltage satisfying a third voltage threshold; and a fourth power assembly comprising a fourth impedance coupled between the matching network and the voltage rectifier, the fourth impedance provided, at least in part, by activating the third switch and a fourth switch in response to the rectified voltage satisfying the third voltage threshold and a fourth voltage threshold, respectively.
2973 | Arrangement for controlling image plate and its image information and a method for controlling the arrangement | A medical imaging system comprises at least an image plate, X-ray device for producing an image of an object on said image plate, and a reading device for reading image information held by the image plate. In connection with the image plate there is a tag containing information for controlling the arrangement in such a manner that when the arrangement has read the information in the tag the arrangement is adapted to perform at least one operation controlled by the information read. | 1. An arrangement for medical imaging comprising: an image plate; an X-ray device for producing an image on the image plate of a patient'ss mouth examined; a reading device for reading image information contained in the image plate; a tag, which can be remotely written to and read from, attached to the image plate wherein the arrangement is adapted to write information in the tag or associated with an ID of the tag and read information in the tag or associated with the ID of the tag, wherein the information in the tag or associated with the ID of the tag comprises information about the location of the image plate with respect to the teeth of the patient'ss mouth, and to produce information about a location of the image plate with respect to an anatomy of the patient'ss mouth examined, other image plates used in an imaging operation, or the X-ray device; and a display adapted to display an image template representing teeth of the patient'ss mouth and to display the image information read from the image plate in a location on the image template.
2974 | Sound field security system and method of determining starting point for analysis of received waveform using the same | Provided is a sound field security system with improved sound field analysis performance, and a method of determining a starting point for analysis of a received waveform by using the same, in which a starting point for analysis of a received waveform may be accurately determined even when there are irregular delays in a system, thereby enabling sound field analysis to be more adaptive to irregular delays that may occur in the system, and ensuring stable sound field security. | 1. A sound field security system with improved sound field analysis performance, the system comprising: a sound output unit configured to output a sound signal; a sound receiver configured to receive the sound signal output by the sound output unit; and a sound analyzer configured to analyze a temporal relationship of sound pressures of the sound signal received by the sound receiver, so as to determine intrusion, wherein the sound analyzer comprises: a combined value calculator configured to calculate combined values by combining received waveform amplitudes at locations, corresponding to locations in intervals of peaks of an output waveform of the sound signal output by the sound output unit, at each time-axis location of the received waveform of the sound signal received by the sound receiver; a location selector configured to select a time-axis location of the received waveform, the time-axis location having a maximum combined value, from among the combined values, calculated by the combined value calculator at each time-axis location of the received waveform of the sound signal; and a starting point determiner configured to determine, as a starting point for analysis of the received waveform, a time-axis location obtained by deducting a specific time set value from the selected time-axis location of the received waveform.
2975 | Performance monitoring systems and methods | Systems and methods for electronically providing coaching feedback to a user during an athletic activity are disclosed. The method may include receiving electronic data, collecting second electronic data, generating comparison electronic speed data by comparing the second electronic speed data to the first electronic speed data, prompting the user. | 1. A method of electronically providing coaching feedback to a user during an athletic activity, the method comprising: collecting first electronic user performance, data related to a first fitness activity on a first portable electronic device including a microprocessor, a display screen, a user input, a satellite positioning system receiver, a memory, and a wireless communication transceiver, the first electronic user performance data being stored in the first portable device memory and a remote memory, receiving the first electronic user performance data on a second portable electronic device, the second portable electronic device including a microprocessor, a display screen, a user input, a satellite positioning system receiver, a memory, and a wireless communication transceiver; collecting second electronic user performance data related to a second fitness activity on the second portable electronic device, the second electronic user performance data being stored in the second portable device memory and the remote memory; receiving the second electronic user performance data on the first portable electronic device; generating first comparison electronic data by comparing the second electronic user performance data to the first electronic user performance data; generating a signal based on the first comparison electronic data; and prompting a first user on the first portable electronic device with the generated signal.
2976 | Systems and methods for sensing hand motion by measuring remote displacement | Systems and methods for sensing hand motion by measuring remote displacement are disclosed. For example, one disclosed apparatus includes a first surface configured to engage a first distal member of a surgical tool and a second surface configured to engage a second distal member of the surgical tool, the second surface coupled to the first surface at a pivot point. The apparatus further includes a sensor configured to detect a relative movement of the first surface and the second surface about the pivot point and to generate a signal based at least in part on the relative movement. | 1. An apparatus, comprising: a housing defining an interior cavity extending through an entire longitudinal length of the housing, the interior cavity configured to receive an elongated shaft of a laparoscopic tool; wherein the laparoscopic tool comprises: the elongated shaft, and a surgical tool positioned at a distal end of the elongated shaft, the surgical tool comprising a first distal member coupled to a second distal member at a first pivot point on the laparoscopic tool, wherein the first distal member comprises a first inner surface configured to contact a body part during a surgical procedure and a first outer surface opposite the first inner surface, and the second distal member comprises a second inner surface configured to contact the body part during the surgical procedure and a second outer surface opposite the second inner surface; the apparatus further comprising: a first pivotable member and a second pivotable member coupled to each other at a second pivot point, wherein the first pivotable member is configured to engage and move with the first outer surface of the first distal member of the laparoscopic tool, and the second pivotable member is configured to engage and move with the second outer surface of the second distal member of the laparoscopic tool; a first anchoring device coupled to the housing, the first anchoring device configured to secure the housing around the elongated shaft of the laparoscopic tool; and a sensor coupled to the first pivotable member and the second pivotable member, the sensor configured to detect a relative movement of the first pivotable member and the second pivotable member about the second pivot point and to generate a signal based at least in part on the relative movement.
2977 | Slab amplifier, and laser apparatus and extreme ultraviolet light generation apparatus including slab amplifier | There is provided a slab amplifier including an optical system ( 48, 51 ) provided in a chamber ( 47 ) to allow a seed beam having entered from a first window into the space between a pair of electrodes ( 42, 43 ) to be repeatedly reflected between the space so that the seed beam is amplified to be an amplified beam; a first aperture plate ( 61 ) provided between the first window and the electrodes, and having an opening of a dimension equal to or greater than a cross-section of the seed beam and equal to or smaller than a dimension of the first window; and a second aperture plate ( 62 ) provided between the second window and the electrodes, and having an opening of a dimension equal to or greater than a cross-section of the amplified beam and equal to or smaller than a dimension of the second window. | 1. A slab amplifier configured to receive a seed beam outputted from a seed light source and to amplify the seed beam, the slab amplifier comprising: a chamber having a first through-hole and a second through-hole and accommodating a laser gain medium; a pair of plate electrodes, disposed to face one another with a predetermined space between the pair of plate electrodes, in the chamber; a first window provided to seal the first through-hole; a first window holder configured to hold the first window such that a normal line of the first window is inclined in a first direction with respect to a first plane; a second window provided to seal the second through-hole; a second window holder configured to hold the second window such that a normal line of the second window is inclined in a direction different from the first direction with respect to the first plane; and an optical system configured to reflect the seed beam having entered the chamber through the first window and to allow the reflected seed beam to be repeatedly reflected between the pair of electrodes and to be outputted to the chamber through the second window, wherein the first plane includes a central axis of a beam path of the seed beam having entered the optical system and a central axis of a beam path of the seed beam reflected from the optical system, the slab amplifier further including: a first aperture plate provided between the first window and the electrodes, and having an opening of a dimension equal to or greater than a cross-section of the seed beam and equal to or smaller than a dimension of the first window; and a second aperture plate provided between the second window and the electrodes, and having an opening of a dimension equal to or greater than a cross-section of the amplified beam and equal to or smaller than a dimension of the second window, wherein a shape of the opening of the first aperture plate and the opening of the second aperture plate is a rectangle having a longer side in a direction in which the first plane extends.
2978 | Multiband wireless power system | The present disclosure relates to a module for relaying power wirelessly to a device implanted in a user. The module may include a structure adapted to be worn by the user, a receiver configured to receive a first wireless power transmission at a first frequency, a transmitter configured to transmit a second wireless power transmission at a second frequency different from the first frequency, and a frequency changer configured to convert energy generated by the first wireless power transmission into energy for generating the second wireless power transmission. Each of the receiver, transmitter and frequency changer may be disposed on or in the structure. | 1. A module for relaying power wirelessly to a device implanted in a user, the module comprising: a structure adapted to be worn by a user; a receiver configured to receive a first wireless power transmission at a first frequency; a transmitter configured to transmit a second wireless power transmission at a second frequency different from the first frequency; and a frequency changer electrically coupled to each of the transmitter and the receiver, the frequency changer configured to convert energy generated by the first wireless power transmission into energy for generating the second wireless power transmission, wherein each of the receiver, the transmitter and the frequency changer are disposed on or in the structure.
2979 | Data permission management for wearable devices | Methods and apparatus for providing rule-based access to data stored on wearable devices are provided. A wearable computing device can store data that includes data about a wearer of the wearable computing device. The wearable computing device can receive a request for a portion of the stored data. The wearable computing device can determine a designated role associated with the request for the portion of the stored data. The wearable computing device can determine one or more rules regarding access to the portion of the stored data based on the designated role. The wearable computing device can determine a response to the request for the portion of the stored data by at least: determining whether the request is validated by at least applying the one or more rules to the request, and after determining that the request is validated, providing the requested portion of the stored data. | 1. A method, comprising: obtaining, using one or more sensors on a wearable computing device, physiological parameters of a wearer of the wearable computing device, wherein the obtained physiological parameters comprise at least one of a pulse rate, breathing rate, blood pressure, skin temperature, or analyte concentration; storing data on the wearable computing device, wherein the stored data comprises the obtained physiological parameters of the wearer of the wearable computing device; after storing the data on the wearable computing device, receiving, at the wearable computing device, a request for a portion of the previously stored data; determining a designated role associated with the request for the portion of the previously stored data; determining, using the wearable computing device, one or more rules regarding access to the portion of the previously stored data based on the designated role; and determining, using the wearable computing device, a response to the request for the portion of the previously stored data by at least: determining whether the request is validated by at least applying the one or more rules to the request, and after determining that the request is validated, providing the requested portion of the previously stored data.
2980 | System and methods for communicating between an implantable medical device and an external device | A method is provided for a bridge device to interface between an external device and an implantable medical device ("IMD"), the bridge device includes a system on a chip ("SoC") having a memory, an input/output interface, a standard wireless computer network ("SWCN") controller and a bridge controller integrated into a single integrated circuit ("IC"). The method includes configuring the bridge controller to convert data between a Medical Implant Communication Service (MICS) protocol and a SWCN protocol, coupling a MICS controller to the SoC, and configuring the MICS controller to manage operation of a first transceiver based on the MICS protocol. The method includes configuring the SWCN controller to manage operation of a second transceiver based on the SWCN protocol, communicating between the bridge device and an IMD utilizing the first transceiver, and communicating between the bridge device and an external device utilizing the second transceiver. | 1. A communications bridge to interface between an external device and an implantable medical device (IMD), the bridge comprising: a first transceiver configured to communicate with the IMD utilizing a Medical Implant Communications Service (MICS) protocol; a second transceiver configured to communicate with the external device utilizing a standardized wireless computer network (SWCN) protocol; a MICS controller coupled to, and configured to manage operation of, the first transceiver based on the MICS protocol; a SWCN controller coupled to, and configured to manage operation of, the second transceiver based on the SWCN protocol; and a bridge microcontroller coupled to the MICS and SWCN controllers, the microcontroller configured to convert data between the MICS and SWCN protocols and to exchange the data to and from the MICS and SWCN controllers to provide a wireless bridge between the SWCN enabled external device and the IMD.
2981 | Pairing a health-monitoring wireless sensor device using a contact motion | A method, system, and a computer-readable medium for pairing a wireless sensor device with a mobile device are disclosed. In a first aspect, the method comprises providing a code within the wireless sensor device. The method includes contacting the mobile device against the wireless sensor device. In response to the contacting, the mobile device receives the code and is paired with the wireless sensor device. In a second aspect, the system comprises a processing system and an application to be executed by the processing system. In response to a contacting of the mobile device against a wireless sensor device, the application receives a code from the wireless sensor device and pairs the mobile device with the wireless sensor device. | 1. A method for pairing a wireless sensor device with a mobile device, the method comprising: providing a code within the wireless sensor device, wherein the wireless sensor device is health-monitoring and in a wearable patch form; and contacting the mobile device against the wireless sensor device to initiate the pairing, wherein the wireless sensor device only begins periodically advertising the code for a predetermined time period of approximately 250 milliseconds (ms) in response to detecting the contacting and the mobile device only begins periodically scanning for codes for the predetermined time period of approximately 250 milliseconds (ms) in response to detecting the contacting; wherein in response to the mobile device scanning the code of the wireless sensor device within the predetermined time period of approximately 250 milliseconds (ms), receiving, by the mobile device, the code to complete the pairing with the wireless sensor device.
2982 | System, apparatus and method for utilizing optical dispersion for fourier-domain optical coherence tomography | An apparatus can be provided which can include a laser arrangement which can be configured to provide a laser radiation, and can include an optical cavity. The optical cavity can include a dispersive optical first arrangement which can be configured to receive and disperse at least one first electro-magnetic radiation so as to provide at least one second electro-magnetic radiation. Such cavity can also include an active optical modulator second arrangement which can be configured to receive and modulate the at least one second radiation so as to provide at least one third electro-magnetic radiation. The optical cavity can further include a dispersive optical third arrangement which can be configured to receive and disperse at least one third electro-magnetic radiation so as to provide at least one fourth electro-magnetic radiation. For example, actions by the first, second and third arrangements can cause a spectral filtering of the fourth electro-magnetic radiation(s) relative to the first electro-magnetic radiation(s). The laser radiation can be associated with the fourth radiation(s), and a wavelength of the laser radiation can be controlled by the spectral filtering caused by the actions by the first, second and third arrangements. | 1. An apparatus, comprising: a laser arrangement which is configured to provide a laser radiation, and including an optical cavity which comprises: a dispersive optical first arrangement which is configured to receive and disperse at least one first electro-magnetic radiation so as to provide at least one second electro-magnetic radiation, an active optical modulator second arrangement which is separate from the dispersive optical first arrangement, and configured to receive and modulate the at least one second radiation so as to provide at least one third electro-magnetic radiation, and a dispersive optical third arrangement which is configured to receive and disperse at least one third electro-magnetic radiation so as to provide at least one fourth electro-magnetic radiation, wherein actions by the first, second and third arrangements cause a spectral filtering of the at least one fourth electro-magnetic radiation relative to the at least one first electro-magnetic radiation, wherein the laser radiation is associated with the at least one fourth radiation, and wherein a wavelength of the laser radiation is controlled by the spectral filtering caused by the actions by the first, second and third arrangements.
2983 | Method for improving psychophysiological function for performance under stress | A method of improving psychophysiological function of a subject performing a stress-inducing activity using a computer includes, after a plurality of sensors that monitor stress-indicating physiological parameters have been coupled to the subject and to the computer, providing, by the computer to the subject, a set of training segments that each present the subject with one or more visual, audible, or tactile prompts, wherein in at least one of the training segments, the prompts induce the subject to simultaneously perform both the stress-inducing activity and a relaxation-inducing protocol. The computer provides the set of training segments until a value of at least one physiological parameter that indicates stress in the subject is within a pre-defined range of a baseline value of the parameter, thereby indicating that the subject has successfully performed the stress-inducing activity while maintaining alertness with a relative minimum of stress. | 1. A method of improving psychophysiological function of a subject performing a stress-inducing activity, using a computer having an output interface, the method comprising: providing, by the computer to the subject, a profiling segment in which the stress-inducing activity, a relaxation-inducing protocol, and a stress-inducing physiological parameter are determined for use in providing a set of training segments; and providing, by the computer to the subject, the set of training segments until an end condition is achieved, each training segment in the set presenting the subject with one or more visual, audible, or tactile prompts or a combination of such prompts using the output interface, wherein in at least one of the training segments the prompts induce the subject to simultaneously perform both the stress-inducing activity and a relaxation-inducing protocol; wherein the end condition is achieved when the computer determines that a value of the stress-inducing physiological parameter is within a pre-defined range of a baseline value of the parameter, and wherein providing the profiling segment comprises: receiving, by the computer from each sensor in a plurality of sensors coupled to the computer and to the subject, each such sensor providing a stream of measured values of a respective physiological parameter of the subject, a baseline value of the corresponding physiological parameter of the subject; while the subject is performing each of a plurality of stress-inducing activities, receiving, by the computer from each sensor in the plurality of sensors, a stress condition value of a corresponding physiological parameter of the subject; while the subject is performing each of a plurality of relaxation-inducing protocols, receiving, by the computer from each sensor in the plurality of sensors, a relaxation condition value of a corresponding physiological parameter of the subject; selecting, by the computer as the stress-inducing physiological parameter for use in the set of training segments, the physiological parameter for which the greatest variation exists between its baseline value and its stress condition value measured while the subject performed any of the plurality of stress-inducing activities; selecting, by the computer for use in the set of training segments, the stress-inducing activity whose performance by the subject produced the greatest variation; and selecting, by the computer for use in the set of training segments, the relaxation-inducing protocol for which the greatest variation exists between the baseline value and the relaxation-condition value of the stress-inducing physiological parameter.
2984 | Indicator and analytics for sensor insertion in a continuous analyte monitoring system and related methods | The present embodiments provide systems and methods for, among others, tracking sensor insertion locations in a continuous analyte monitoring system. Data gathered from sensor sessions can be used in different ways, such as providing a user with a suggested rotation of insertion locations, correlating data from a given sensor session with sensor accuracy and/or sensor session length, and providing a user with a suggested next insertion location based upon past sensor accuracy and/or sensor session length at that location. | 1. A system for continuous analyte monitoring, comprising: a user computing device having a display and a camera, and storing executable instructions in a memory of the user computing device; a continuous analyte sensor configured to be implanted within a body of a host; and sensor electronics unit configured to receive and process sensor data generated by the continuous analyte sensor during a sensor session, to initialize the continuous analyte sensor, and to transmit the sensor data to the user computing device, wherein the user computing device is configured to (i) receive, as an input, a location on the body where the continuous analyte sensor was inserted into the skin of the host via a user indication of the location on the display or via a photograph of the location by the camera, (ii) store the location, (iii) gather hypoglycemic accuracy data, and (iv) correlate data including the sensor data for the sensor session and the hypoglycemic accuracy data with the location to produce sensor location performance data.
2985 | Mobile radiation imaging apparatus, method for controlling mobile radiation imaging apparatus, and storage medium | A mobile radiation imaging apparatus includes: an irradiation unit that emits radiation; a moving unit that moves with the irradiation unit; an imaging unit that takes an image of an object irradiated with radiation and is able to transmit the image via the wireless communication or the wired communication; an obtaining unit that obtains information indicating in which area the moving unit is located among a wired communication area, a wirelessly communicable area, and a switching area for switching between the wireless communication and the wired communication; and a control unit that switches the communication with the imaging unit depending on the obtained information. | 1. A mobile radiation imaging apparatus comprising: an irradiation unit configured to emit radiation; a main body of the mobile radiation imaging apparatus; a moving unit configured to move the main body of the mobile radiation imaging apparatus with the irradiation unit; and an imaging unit configured to take an image of an object irradiated with radiation and capable of transmitting the image to the main body via wireless communication or wired communication, wherein the main body comprises: a wireless communication unit configured to communicate with the imaging unit via the wireless communication; an obtaining unit configured to obtain information by receiving a signal that is transmitted from a first external transmitting unit and indicates a boundary between a wireless prohibited area and a switching area located between the wireless prohibited area and a wireless communication area, and a signal that is transmitted from a second external transmitting unit that is different from the first transmitting unit and indicates a boundary between the wireless communication area and the switching area; and an instructing unit configured to instruct an operator to switch between wired communication and wireless communication in a case in which the obtaining unit obtains information indicating that the mobile radiation imaging apparatus is at the switching area.
2986 | Pressure wire detection and communication protocol for use with medical measurement systems | One aspect of the present disclosure involves a method. The method includes retrieving, from a diagnostic medical device, identification information that identifies a feature of the diagnostic medical device. A proprietary signal is generated in response to the identification information. The proprietary signal is sent to a medical measurement system to facilitate an unlocking of one or more programs to be executed on the medical measurement system. Another aspect of the present disclosure involves a method. The method includes detecting, through an electronic interface device, a coupling of a remote diagnostic medical device. Thereafter, a proprietary signal is received from the electronic interface device. An identity feature of the remote diagnostic medical device is ascertained based on the proprietary signal. One or more programs are unlocked for execution if the identity feature of the remote diagnostic medical device matches a predetermined identity feature. | 1. A method of authorizing a medical device for use, the method comprising: retrieving, by an electronic interface device, identification information from a diagnostic medical device that identifies a feature of the diagnostic medical device, the diagnostic medical device being configured to obtain pressure data within a vessel of a patient; generating, by the electronic interface device, a proprietary signal based on the identification information; and sending, from the electronic interface device, the proprietary signal through a channel configured to receive pressure data to a medical measurement system to facilitate an unlocking of one or more programs to be executed on the medical measurement system.
2987 | Method of making a flexible circuit electrode array | A flexible circuit electrode array with more than one layer of metal traces comprising: a polymer base layer; more than one layer of metal traces, separated by polymer layers, deposited on said polymer base layer, including electrodes suitable to stimulate neural tissue; and a polymer top layer deposited on said polymer base layer and said metal traces. Polymer materials are useful as electrode array bodies for neural stimulation. They are particularly useful for retinal stimulation to create artificial vision, cochlear stimulation to create artificial hearing, or cortical stimulation many purposes. The pressure applied against the retina, or other neural tissue, by an electrode array is critical. Too little pressure causes increased electrical resistance, along with electric field dispersion. Too much pressure may block blood flow. | 1. A method of making a flexible circuit electrode array comprising: providing a substrate; depositing a polymer base layer on the substrate; depositing a first metal layer on said polymer base layer; patterning said first metal to form first metal traces, electrodes and bond pads; depositing a polymer interlayer on said polymer base layer and said metal traces, electrodes and bond pads; depositing a second metal layer on said polymer interlayer; patterning said second metal layer to form second metal traces, electrodes and bond pads; depositing a polymer top layer on said polymer interlayer and said second metal traces, electrodes and bond pads patterning said polymer top layer and said polymer interlayer to expose said first bond pads and electrodes and said second bond pads and electrodes; removing the substrate from the polymer base layer to form a flexible circuit; and embedding the flexible circuit in an curved polymer body, made of polymer softer than said polymer base layer, such that the curved polymer body bonded to a back side and around the edges of the flexible circuit.
2988 | Medical electronic device | A medical electronic device comprises at least a battery module, a detector for detecting the remaining battery of the battery module to generate a detection signal, a processor generating a first status information according to the detection signal, a transceiver and a function circuit. The processor transmits and receives the first status information and the control signal by the transceiver. The function circuit is electrically connected to the processor and at least an electrode. The electrode extends outward from the medical electronic device. According to the control signal, the processor controls the function circuit to output an electrical stimulation signal with default stimulation frequency, stimulation cycle and stimulation intensity to the electrode. The voltage of the electrical stimulation signal ranges from −10V to −1V and from 1V to 10V, and the frequency of the electrical stimulation signal is between 200 KHz and 800 KHz. | 1. A medical electronic device, comprising: at least one battery module; a detector electrically connected to the at least one battery module, wherein the detector detects the remaining battery power of the at least one battery module and generates a detection signal; a processor electrically connected to the detector to receive the detection signal, wherein the processor generates a first status information for user according to the detection signal; a transceiver electrically connected to the processor and linked to an external control device with bidirectional wireless communication, wherein the processor transmits the first status information for user through the transceiver to the external control device with wireless communication, wherein the processor receives at least one control signal through the transceiver from the external control device with wireless communication; and a function circuit electrically connected to the processor and at least one electrode, wherein the at least one electrode extends outward from the medical electronic device; wherein, according to the at least one control signal, the processor controls the function circuit to output an electrical stimulation signal with default stimulation frequency, stimulation cycle and stimulation intensity to the at least one electrode, the voltage of the electrical stimulation signal ranges from −10V to −1V and from 1V to 10V, and the frequency of the electrical stimulation signal is between 200 KHz and 800 KHz.
2989 | Fitness systems and methods thereof | Systems and methods for fitness tracking are provided. An exercise apparatus is in networked communication with a fitness tracking computing system. The configuration and location of movable components of the exercise apparatus is determined based on sensors. This information is provided to the fitness tracking computing system via networked communication. | 1. A system, comprising: a fitness tracking computing system, the fitness tracking computing system comprising: one or more data stores configured to store: a user database comprising a plurality of user identifiers each associated with a user account; and an exercise instruction database; wherein the fitness tracking computing system is in networked communication with a plurality of exercise apparatuses and the fitness tracking computing system comprises a processor and a non-transitory computer readable medium having instructions stored thereon which when executed by the processor cause the processor to: upon receiving a user identifier and an exercise apparatus identifier from an exercise apparatus via network communications, identify the associated user account, wherein the exercise apparatus is one of the plurality of exercise apparatuses; based on the associated user account, cause an exercise instruction from the exercise instruction database to be transmitted to the exercise apparatus; receive exercise event data transmitted by the exercise apparatus; and update the associated user account based on the exercise event data.
2990 | Method and systems for processing social interactive data and sharing of tracked activity associated with locations | A method includes determining a location of a first monitoring device used while performing an activity. The first monitoring device is worn by a first user. The method includes determining a location of a second monitoring device used while performing an activity. The second monitoring device is worn by a second user. The method further includes determining whether the locations of the first and second monitoring devices are within a range and whether the activities are similar. The method includes sending a prompt to the first monitoring device upon determining that the activities are similar and the locations are within the range. The prompt includes a request for permission from a first user account to allow a second user account to access information from the first user account regarding the activity performed using the first monitoring device. | 1. A method comprising: receiving via a network interface controller a first geo-location of a first monitoring device, the first monitoring device configured to be worn by a first user; receiving via the network interface controller a second geo-location of a second monitoring device, the second monitoring device configured to be worn by a second user; receiving via the network interface controller a first plurality of activity levels from the first monitoring device, the first plurality of activity levels generated when the first user performs one or more motions; receiving, via the network interface controller a second plurality of activity levels from the second monitoring device, the second plurality of activity levels generated when the second user performs one or more motions; determining that the first geo-location is within a threshold distance from the second geo-location; determining an activity performed by the first user based on the first plurality of activity levels; determining an activity performed by the second user based on the second plurality of activity levels; determining that the activity performed by the first user is similar to the activity performed by the second user; obtaining via the network interface controller social data that indicates that the first user is a social network friend of the second user; and sending information regarding the activity performed by the first user to a user account of the second user in response to obtaining the social data indicating that the first user is the social network friend of the second user.
2991 | Data collection and aggregation with an electrically motorized vehicle | A system, method, and device for operations of an electrically motorized vehicle. The vehicle can utilize an electrically motorized wheel to convert a non-motorized wheeled vehicle to an electrically motorized wheeled vehicle. A system includes a communications module operable to communicate data to a server remote from the electrically motorized wheel and a data integration module in data communication with the server to integrate the data from the sensor system with data from a data source external to the electrically motorized wheel. | 1. A system, comprising: a server in communication with each of a plurality of motorized human-powered vehicles, wherein each of the plurality of motorized vehicles comprises a sensing system to detect human effort that propels the vehicle, a physical condition of a user propelling the vehicle or a condition of an environment or road network around the vehicle as measured by the vehicle; and a third-party data source, wherein the server is operable to integrate data indicative of the human effort that propels the vehicle, the physical condition of the user of the vehicle, or the condition of the environment or road network around the vehicle as measured by the vehicle from each of the plurality of motorized human-powered vehicles and data from the third-party data source.
2992 | Systems and methods for physical fitness using an electrically motorized vehicle | A system, method, and device for operations of an electrically motorized vehicle. The vehicle can utilize an electrically motorized wheel to convert a non-motorized wheeled vehicle to an electrically motorized wheeled vehicle. One method for controlling a device of the electrically motorized wheel includes calculating a set of parameters associated with a fitness level of the user for use in determining an amount of assistance a user will receive from the electrically motorized wheel. | 1. A method for controlling an electrically motorized human-powered vehicle for exercise and rehabilitation, the method comprising: measuring, using a sensor system, parameters indicative of energy exerted by a user that propels the electrically motorized human-powered vehicle; and continuously controlling a motor of the electrically motorized human-powered vehicle to supply assistance or resistance to the user; and modifying the assistance or resistance based on the parameters measured by the sensor system and an exercise regimen, a training target, or simulated effects of at least one of aerodynamic forces, rolling resistance, and a type of terrain while the electrically motorized human-powered vehicle is in use.