2993 | Microfluidics sensor package fabrication method and structure | A microfluidics sensor package includes a microfluidics sensor die having an active surface, bond pads on the active surface, and an active area on the active surface. A standoff pattern is formed on the active surface to extend to a precise height above the active surface. A lid is mounted to the standoff pattern by a lid adhesive. By using the standoff pattern to precisely space the lid above the active surface, a microfluidics cavity between the lid and the active surface is precisely created allowing for precise control of fluid flowing through the microfluidics cavity. By precisely controlling the flow of fluid through the microfluidics cavity, accurate results, e.g., of the laboratory functions performed on the fluid, are provided. | 1. A structure comprising: a sensor die comprising: an active surface; a bond pad at the active surface; and an active area at the active surface; a standoff pattern coupled to the active surface; a lid; and a lid adhesive coupling the lid to the standoff pattern, wherein the sensor die comprises: an electrically conductive through via coupled to the bond pad, the through via extending between the active surface and an inactive surface of the sensor die, the through via comprising an inactive surface terminal at the inactive surface, the structure further comprising: a substrate; and a flip chip bump coupling the inactive surface terminal to a terminal of the substrate.
2994 | Personal cloud case cover with a plurality of modular capabilities | A personal cloud contained in a case for a portable computing device such as a tablet personal computer (PC), mobile phones, portable media players, or the like. The personal cloud case may be fitted with memory, a network connection, two-way wireless charging, external memory slots, external connections and other components for portable personal cloud computing. | 1. A case for a removable mobile computing device comprising: a first panel and a second panel capable of forming a compartment for the removable mobile computing device; the first panel including a charging unit capable of wirelessly charging the removable mobile computing device; a power source coupled to the charging unit and configured to provide power to a plurality of electronic components mounted on the second panel; and wherein the plurality of electronic components include a memory bank capable of being coupled to the removable mobile communication device.
2995 | Medicine administering system including injection pen and companion device | Methods, systems, and devices are disclosed for administering a medicament to a patient. In one aspect, a system includes an injection pen device in wireless communication with a mobile communication device. The injection pen device includes a housing including a chamber to encase a cartridge containing medicine, a dose setting and dispensing mechanism to set the mechanism to dispense a particular dose of the medicine from the loaded cartridge, a sensor unit to detect a dispensed dose based on positions and/or movements of the dose setting and dispensing mechanism, and an electronics unit in communication with the sensor unit to process the detected dispensed dose and time data associated with a dispensing event and to wirelessly transmit the dose data to a user's device. The mobile communication device provides a software application to provide the user with health information using the processed dose data. | 1. A system for administering a medicine to a patient, comprising: an injection pen device, comprising: a housing including a main body structured to include a chamber to encase a cartridge containing medicine when the cartridge is loaded in the chamber, a dose setting and dispensing mechanism to set and dispense a particular dose of the medicine from the loaded cartridge, the dose setting and dispensing mechanism including a dose knob, a shaft, and a piston assembly including a plunger, wherein the dose knob is rotatable to cause the shaft to move to a position proportional to a set dose of the medicine, and wherein the dose knob is moveable to cause the shaft to drive the plunger to dispense the medicine from the cartridge, a sensor unit to detect a dispensed dose based on one or both of positions or movements of the dose setting and dispensing mechanism, wherein the dispensed dose includes an amount of medicine dispensed from the cartridge, and an electronics unit in communication with the sensor unit, the electronics unit including a processing unit including a processor and a non-transitory memory to process the detected dispensed dose and time data associated with a dispensing event to generate dose data, a transmitter to wirelessly transmit the dose data to a user device, and a power source to provide electrical power to the electronics unit; and a mobile communication device in wireless communication with the injection pen, wherein the mobile communication device includes a data processing unit including a processor to process the dose data and a memory to store or buffer the dose data, a display to present a user interface, and a wireless communications unit to wirelessly receive the dose data from the injection pen device, wherein the data processing unit includes a software application program product stored in the memory of the data processing unit of the mobile communication device and having instructions stored thereon and operable to cause the mobile communication device to perform operations, comprising: processing one or more dose data corresponding to one or more dispensing events over a predetermined duration of time to form a dose dispensing sequence; and determining a type of dispensing event as a priming event or an injection event for the one or more dose data in the dose dispensing sequence that includes detecting a rate at which the medicine is dispensed for each dispensing event, and upon a determination that the rate at which the medicine is dispensed is slower than a predetermined dispensing rate threshold, identifying the dispensing event as the priming event, and upon a determination that the dispensed rate is faster than the predetermined dispensing rate threshold, identifying the dispensing event as the injection event.
2996 | Phase controlled array for wirelessly powering implantable devices | A reader device includes an array of antenna coils configured to electromagnetically couple with devices implanted beneath or within skin of a human body. An implanted device can include a loop antenna or other means configured to couple with at least one antenna coil of the reader device to receive radio frequency energy from the reader device. The antenna coil array is configured to mount to the skin surface to improve the coupling between the implanted device and coils of the array. Further, the reader device is configured to select two or more antenna coils of the array and to operate the selected antenna coils to emit radio frequency power at respective amplitudes and relative phases to provide radio frequency power to the implanted device while increasing efficiency of the power transfer and reducing the exposure of the skin to radio frequency energy. | 1. A device comprising: an array of antenna coils, wherein the array of antenna coils can be mounted proximate a skin surface and to span a specified area of the skin surface when so mounted, such that each antenna coil of the array of antenna coils has a respective degree of electromagnetic coupling with an antenna of an implanted device that is implanted beneath the skin surface; and a controller operably coupled to the array of antenna coils, wherein the controller comprises a computing device programmed to perform operations comprising: determining a location, relative to the array of antenna coils, of the implanted device; selecting, based on the determined location of the implanted device, two or more antenna coils of the array of antenna coils; determining, based on the determined location of the implanted device, an amplitude and a relative phase for each of the selected two or more antenna coils; and operating the selected two or more antenna coils to provide radio frequency power to the implanted device, wherein operating the selected two or more antenna coils comprises emitting from each of the selected two or more antenna coils radio frequency power according to a corresponding determined amplitude and relative phase.
2997 | Apparatus and methods for monitoring objects in a surgical field | Apparatus and methods for identifying and counting objects having identifiers entering and exiting a surgical field are provided. In one embodiment, the apparatus has an entry scanner, a hand held scanner and an exit scanner for generating a detection field and for receiving data which identifies said objects. In another embodiment, the apparatus has a plurality of lower antennas and an upper antenna for generating a detection field and for receiving data which identifies said objects. Various surgical devices with identifiers and methods for preventing electromagnetic coupling between and protecting objects and identifier are also provided. The invention further provides apparatus and methods comprising a handheld scanner and a mat adapted to underlie a patient during a surgical procedure. | 1. A method of monitoring a surgical operation, the method comprising: providing a monitoring system for identifying a surgical object having an RF tag including an unique identifier, the monitoring system comprising a base supported on wheels, a visual display unit supported by the base, a first scanner including an antenna supported by the base, a second scanner supported by the base and different from the first scanner, and control circuitry supported by the base and in communication with the visual display unit, the first scanner, and the second scanner; positioning the base relative to a surgical field; scanning the surgical object with the first scanner to identify the surgical object by the unique identifier and displaying on the visual display unit information relating to the surgical object; scanning the surgical object with the second scanner to identify the surgical object by the unique identifier and displaying information on the visual display unit relating to the surgical object scanned with the second scanner.
2998 | System and process for dyslexia screening and management | A Dyslexia screening and management system and process for individual user, community and group in general are described. An electronic media based tests for reading, writing, drawing, spelling and listening skills, family drawing, and letter writing test, which uses text, audio, video, and gaze movement to detect a set of symptoms of having dyslexia is described. Multi-modal, language-independent screening test modules have been developed, which gives indications of further dyslexia diagnosis tool. The multimedia retrieval framework is presented to accelerate and ease the process of testing dyslexia at the global level, and to identify and auto assess potential dyslexic patterns and to accumulate huge collection of multimedia test data for in-depth clinical dyslexia pattern analysis. | 1. A system for Dyslexia management, comprising: a hardware, a network, a database, a server and a processor for implementing the Dyslexia management system; the processor or the server further comprising: a test module that is multilingual, to be presented to an user as consisting of tests to detect their reading, writing, drawing, spelling and listening skills in a language of the user'ss choice; an intelligent dyslexia analytic module to analyze a result of the test module using several equations for a group, community and an individual wherein the several equations are Equations 1-4 in sequence, wherein Equation 1 is: x=a+by+cy2, where a, b, and c are as follows: Equation 2 is: κ=x2(1+x12)3/2where x1=dx/dy & x2=d2x/dy2 Wherein equation 3: x=a+by y=mx+c form, we get y(x/b)−(a/b), so the slope of the line=1/b, where a, b are defined as follows: And, Equation 4 Sl=M(i,j)+max((M(i+1,j)+M(i+2,j)),(M(i+1,j)+M(i+2,j+1))) Sr=M(i,j)+max((M(i,j+1)+M(i,j+2)),(M(i,j+1)+M(i+1,j+2))) Sd=M(i,j)+(M(i+1,j+1)+max(M(i+1,j+2),(M(i+2,j+2),M(i+2,j+1)), Where, Sl denotes a shift down, Sr denotes a Shift right, Sd denotes a Shift diagonally; and an analysis module to present an analyzed result for a medical professional to detect and manage Dyslexia in the user.
2999 | Tactile imaging system | One embodiment of the present invention provides a tactile imaging system. The tactical imaging system includes: a receptive field tactile control unit; and a connecting module configured to connect the tactile imaging system with a host system. In addition, the receptive field tactile control unit includes: a monitoring module configured to monitor a property of a human skin; and a tactile stimulation providing module configured to provide a tactile stimulation. | 1. A tactile imaging system comprising: a receptive field tactile control unit; and a connecting module configured to connect the tactile imaging system with a host system, wherein the receptive field tactile control unit includes: a monitoring module configured to monitor a property of a human skin; and a tactile stimulation providing module configured to provide a tactile stimulation, wherein the connecting module includes: a processor; and a host interface, wherein the processor generates a contact event based on information received from the monitoring module, and wherein the processor controls the tactile stimulation based on an effect parameter stored in a memory thereof or based on information received from the host system through the host interface.
3000 | Notifications on a user device based on activity detected by an activity monitoring device | A mobile device is provided, including: a synchronization module configured to receive, at the mobile device, activity data from an activity monitoring device via a wireless connection; an activity data processing module configured to process the activity data to determine an activity metric for a user; a notification generator configured to compare the activity metric against a predefined threshold, the predefined threshold being mapped to a notification message, determine, based on the comparison, that the activity metric has reached or exceeds the predefined threshold, and access an electronic calendar associated with the user to obtain electronic calendar data; a display; and, a notification presenter configured to display the notification message on the mobile device via the display responsive to determining that the activity metric has reached or exceeded the predefined threshold, a timing of the display of the notification message being determined based on the electronic calendar data. | 1. A mobile device, comprising: a wireless module configured to establish a wireless connection between the mobile device and an activity monitoring device; a synchronization module configured to receive, at the mobile device, activity data from the activity monitoring device via the wireless connection; an activity data processing module configured to process the activity data to determine an activity metric for a user of the activity monitoring device; a notification generator configured to compare the activity metric against a predefined threshold, the predefined threshold being mapped to a notification message, determine, based on the comparison, that the activity metric has reached or exceeds the predefined threshold, and access an electronic calendar associated with the user to obtain electronic calendar data; a display; and a notification presenter configured to display the notification message on the mobile device via the display responsive to determining that the activity metric has reached or exceeded the predefined threshold, a timing of the display of the notification message being determined based on the electronic calendar data obtained from the electronic calendar associated with the user.
3001 | System and method for rewarding a child for behaving well while dining | Systems and methods for rewarding a child for behaving well while dining. One embodiment includes the steps of: generating indications proportional to the weight of food on a plate, calculating the rate of removing the food from the plate (Rr), and comparing Rr with a predetermined max eating rate (Rm). When Rr<Rm commanding a container, which stores a reward for the child, to switch from a closed state to an open state when the weight of the food on the plate reaches below a predetermined threshold. And when Rr>Rm not commanding the container to switch from the closed state to the open state when the weight of the food on the plate reaches below the predetermined threshold. | 1. A system configured to reward a child for behaving well while dining, comprising: a container configured to be in at least a closed state or an open state; whereby the container is configured to store a reward for the child, and the volume of the container in its closed state is at least 50 milliliter; a plate configured to hold food; a weighing module configured to generate indications proportional to the weight of the food on the plate; and a processor configured to receive the indications while the container is in its closed state, to calculate a rate of removing the food from the plate (Rr) based on the indications, and to compare Rr with a predetermined max eating rate (Rm); wherein when Rr<Rm the processor commands the container to switch to its open state when the weight of the food on the plate reaches below a predetermined threshold, and when Rr>Rm the processor does not command the container to switch to its open state when the weight of the food on the plate reaches below the predetermined threshold.
3002 | Kit for replicating an implantable prosthetic device | A kit for replicating an implantable prosthetic devices includes a model implant, a geometric tool, and an insert. The model implant may include a first curved surface, and the first curved surface may include a first cutout formed. The geometric tool may include a second curved surface having a second cutout. The geometric configuration of the second cutout may be substantially identical to the geometric configuration of the first cutout of the model implant. The insert may be configured to be engaged with both the first cutout and the second cutout. | 1. A kit for replicating an implantable prosthetic device, comprising: a model implant including a first curved surface curved about a first diameter with a first arc length, the first curved surface having a first cutout; a geometric tool having a second curved surface on an exterior of the geometric tool curved about a second diameter with a second arc length, the second curved surface having a second cutout such that the second cutout forms a hole in the second curved surface, wherein the first diameter is equal to the second diameter, and wherein the first arc length is substantially equal to the second arc length; and an insert configured to be engaged interchangeably with either the first cutout or the second cutout, wherein the first curved surface with the insert disposed therein completes a first articulation surface and the second curved surface with the insert disposed therein completes a second articulation surface; and wherein the geometric tool, when engaged with the insert, forms a wheel, the exterior surface of the geometric tool, when the tool is engaged with the insert, defining an uninterrupted and complete substantially circular circumference of the wheel.
3003 | Feedback cancelation for enhanced conversational communications in shared acoustic space | A crosstalk cancelation technique reduces feedback in a shared acoustic space by canceling out some or all parts of sound signals that would otherwise be produced by a loudspeaker to only be captured by a microphone that, recursively, would cause these sounds signals to be reproduced again on the loudspeaker as feedback. Crosstalk cancelation can be used in a multichannel acoustic system (MAS) comprising an arrangement of microphones, loudspeakers, and a processor to together enhance conversational speech between in a shared acoustic space. To achieve crosstalk cancelation, a processor analyzes the inputs of each microphone, compares it to the output of far loudspeaker(s) relative to each such microphone, and cancels out any portion of a sound signal received by the microphone that matches signals that were just produced by the far loudspeaker(s) and sending only the remaining sound signal (if any) to such far loudspeakers. | 1. A method for providing crosstalk cancelation in a shared acoustic space, the method comprising: receiving, at a first adaptive filter, a first set of sound signals detected by a first microphone in a first zone, the first set of sound signals produced by a first loudspeaker in the first zone; receiving, at the first adaptive filter, a second set of sound signals detected by a second microphone in a second zone, the second set of sound signals including components of the first set of sound signals; determining a first value associated with the first set of sound signals; determining a second value associated with the second set of sound signals; filtering, at the first adaptive filter, the second set of sound signals to cancel the components of the first set of sound signals included in the second set of sound signals, the filtering being based on the first set of sound signals received from the first microphone and based on determining that a ratio of the second value to the first value exceeds a threshold value; and sending, by the first adaptive filter, the filtered second set of sound signals to the first loudspeaker.
3004 | Methods and apparatuses for emergency notifications to the hearing impaired | Described are systems and methods for communicating emergency alerts to a hearing-impaired user. Queries are performed to one or more emergency alert databases to develop emergency alert notifications. At least some of the emergency alert notifications are filtered responsive to user selected criteria to select one or more filtered emergency alerts. An attention desired indicator is transmitted to a hearing-impaired user device that subscribes to a hearing-impaired relay service supported by the server if the one or more filtered emergency alerts are present. The filtered emergency alerts are transmitted to the hearing-impaired user device in response to a emergency information query from that user device. | 1. A video relay service configured to support interpretive services for video calls involving a hearing-impaired user and a hearing-capable user and provide emergency alerts to the hearing-impaired user, the video relay service including a server comprising: communication elements; a memory configured to store computing instructions; and a processor operably coupled to the memory and the communication elements, and configured to execute the computing instructions to: facilitate assisted interpretive communication sessions with communication devices associated with hearing-impaired users and far-end communication devices associated with hearing-capable users; receive one or more emergency alert notifications from an external emergency alert service over an external network; filter at least some of the received emergency alert notifications responsive to user selected criteria for selecting one or more filtered emergency alerts; receive an attention items query directly from the communication devices responsive to a heartbeat process by the communication devices requesting information that is pertinent to the corresponding communication device including if there are any filtered emergency alerts that fit within the user selected criteria for the corresponding communication device; and transmit the one or more filtered emergency alerts directly to the communication devices in response to the attention items query from the corresponding communication device.
3005 | Beam position monitor for energy recovered linac beams | A method of determining the beam position in an energy recovered linac (ERL). The method makes use of in phase and quadrature (I/Q) demodulation techniques to separate the pickup signal generated by the electromagnetic fields generated by the first and second pass beam in the energy recovered linac. The method includes using analog or digital based I/Q demodulation techniques in order to measure the relative amplitude of the signals from a position sensitive beam pickup such as a button, strip line or microstripline beam position monitor. | 1. A method for measuring the relative amplitude of the signals from a position sensitive beam pickup in an energy recovered linear accelerator, comprising: providing an in phase and quadrature (I/O) beam position monitor receiver including I-channels and Q-channels; introducing an accelerated beam into the energy recovered linear accelerator; selecting an RF reference; adjusting the relative phase between the RF reference and the I/O receiver until the Q-channel has zero amplitude to synchronize the Q-channel of the position monitor for use; applying an accelerated beam and a decelerated beam to the system wherein the phase of the decelerated beam, relative to that of the electromagnetic fields within the accelerating cavity, is that of the accelerating beam plus or minus approximately 180°; setting the RF frequency (mω0) of the beam position monitor receiver to a harmonic of the RF cavity frequency, where m is a whole integer 1, 2, 3, 4 . . . and ω0=2πf0, where f0 is the bunch repetition frequency, with the additional condition that mω0=kωc, where k is 0.5, 1.5, 2.5, . . . , ωc=2πfc, and fc is the energy recovered linear accelerator cavity frequency; reading the position information for the accelerated beam from the I-channels; reading the position information for the decelerated beam from the Q-channels; determining a cavity phase difference between the accelerated beam and the decelerated beam to determine if the energy recovered linear accelerator is at maximum energy recovery; and introducing a correction based on the accelerated/decelerated beam cavity phase difference from 180° in order to improve the accuracy of the beam position calculation.
3006 | Methods, apparatus and systems for medical device communication, control and localization | Disclosed is a medical device including a therapeutic component to provide one or more therapeutic functionalities during whilst in therapeutic mode, and may further enter into a device sleep mode (DSM), a transceiver configured to provide the medical device with wireless connectivity and which may further transition into a transceiver sleep mode (TSM) substantially concurrent with transition into DSM, the transceiver may intermittently transition between TSM and a scan mode, during which scan mode the transceiver may listen for a wireless packet addressed to the transceiver, and a localization module which may emit a discovery signal upon receipt of the wireless packet addressed to the transceiver. | 1. A system for localizing medical devices, said system comprising: a medical device comprising: a therapeutic component; a wireless transceiver; wherein said medical device is configured to deactivate said therapeutic component and said wireless transceiver during a deep sleep mode of said medical device; a controller configured to periodically initiate, when said medical device is in the deep sleep mode, a scan mode, in which said controller: a. activates said transceiver and causes said transceiver to: i. transmit a first wireless signal carrying an identifier associated with said medical device; ii. scan for a second wireless signal indicating a localization request addressed to said medical device; and iii. signal said controller if the second wireless signal is detected; b. in the event the second wireless signal is detected, cause said medical device to emit a localization signal; and c. in the event a wireless signal indicating a localization request addressed to said medical device is not detected within a pre-defined time period, cause said medical device to return to the deep sleep mode; and a computing platform comprising: a registry of identifiers of sought after medical devices; and communication circuitry for receiving the first wireless signal transmitted by said medical device and transmitting a localization request addressed to said medical device if the identifier carried by the first wireless signal matches an identifier of a sought after device in said registry.
3007 | System or device with wearable devices having one or more sensors with assignment of a wearable device user identifier to a wearable device user | A system provides assignment of a wearable device user identifier to a wearable device user. A wearable device has one or more sensors that detect or measure wearable device user information selected from of at least one of, a wearable device user's activities, behaviors and habit information, and a wearable device user's health. The wearable device includes a communication system, and a pathway system. A telemetry system has a database of wearable device user profiles. The telemetry system includes a processor and a wearable device user database. The processor has at least one of, access to the wearable device user database, at least partially creates the wearable device user database and at least partially determines a wearable device user profile. A wearable device user identifier of a wearable device user is assigned to the wearable device user before or after the wearable device user receives the wearable device. | 1. A system with assignment of user identifiers, comprising: a monitoring device with a microphone, an RF transmitter and sensors to determine air quality, sound level/quality, light quality and ambient temperature near the user; an accelerometer or other user movement detection device to detect a user'ss movement information, the accelerometer or user movement detection device and monitoring system configured to provide information configured to assist to determine user sleep information and sleep behavior information, the accelerometer or movement detection device configured to cause the microphone to stop recording the user'ss movement sounds when the movement sounds are not directed to a sleep related parameter; a telemetry system with a database of user profiles; and one or more batteries.
3008 | Personal area network pairing | A method for automatically adding a first sensor device to a first personal area network in a healthcare application includes receiving a signal with out-of-band pairing data at the first sensor device. The first sensor device is disposed on a patient's body. The out-of-band pairing data is injected into the patient's body by a second sensor device disposed on the patient's body. Pairing data is extracted from the received signal at the first sensor device. Using the pairing data, the first sensor device is added to the first personal area. | 1. A method for automatically determining if physiological sensors are detecting physiological data from the same patient, the method comprising: pairing a first sensor device with a patient monitor in a first personal area network using at least one of manually entering pairing information into the patient monitor and touching the first sensor device to the patient monitor; the first sensor device being provided with an out-of-band (OOB) pairing data in response to said pairing the first sensor device with the patient monitor: placing the first sensor device on a patient'ss body, the first sensor device adapted for joining the first personal area network; placing a second sensor device on the patient'ss body, the second sensor device adapted for joining the first personal area network in response to receiving, at the second sensor device, the OOB pairing data injected into patient'ss body by the first sensor device once the first sensor device is paired with the patient monitor; measuring first physiological data from the patient'ss body using the first sensor device; measuring second physiological data from the patient'ss body using the second sensor device; correlating the first and second physiological data of the first and second sensor devices using a correlation factor between the first physiological data and the second physiological data wherein the correlation factor is calculated by the patient monitor using one of the following physiological parameters, detected by the first sensor device and the second sensor device, including blood pressure, saturated oxygen content, heart rate, respiration rate or end-tidal carbon dioxide; determining, by the patient monitor, whether the first and second sensor devices are associated with the same patient based on said correlation factor of the first and second physiological data.
3009 | Low noise analog electronic circuit design for recording peripheral nerve activity | Circuits and circuit systems to record activity (e.g., peripheral nerve activity) are provided. The circuits advantageously have good noise characteristics (e.g., low noise), as well as low power consumption and low area. A circuit can be implantable (e.g., in a human subject). Methods of designing, manufacturing, and using such circuits and circuit systems are also provided. | 1. An implantable circuit, comprising a low noise amplifier, the low noise amplifier comprising an operational transconductance amplifier (OTA) having at least two differential input series-connected transistors (SCT), each differential input SCT including an input terminal that is directly connected to the input terminal of each other differential input SCT, the input terminal of each differential input SCT being connected to the same differential input of the OTA, and the at least two differential input SCTs being connected to each other such that the entire current flowing through each differential input SCT flows into every other differential input SCT.
3010 | Methods and systems for monitoring patients undergoing treatment for cancer | Oncology monitoring systems include: (a) a first plurality of radiation sensors configured to reside proximate a target tumor treatment site of a patient, the sensors being configured to provide radiation data associated with the tumor treatment site; and (b) a first portable receiver in communication with the plurality of sensors. The receiver is configured to obtain radiation data from the sensors at a plurality of different times. The receiver is in communication with a local and/or remote computer that tracks variation in the radiation data to provide dynamic tumor site information. | 1. A method of evaluating an oncology patient, comprising: electronically obtaining in vivo radiation data associated with a tumor treatment site of a patient at a plurality of different times during at least one time period using a portable receiver while a patient is away from a clinical site, wherein the radiation data is associated with a radiolabeled substance administered to the patient; electronically monitoring variation in the obtained radiation data over the at least one time period; and evaluating at least one of a treatment strategy and the tumor treatment site based on the monitored radiation data.
3011 | Physiological data collection | In some implementations, a device includes light emitter(s) to emit first light having a first wavelength and second light having a second wavelength. The device also includes light detector(s) to generate a first electrical signal while the light emitter emits the first light, a second electrical signal while the light emitter emits the second light, and a third electrical signal while the light emitter is not emitting light. The device also includes ambient light cancellation circuit(s) to generate a countering signal to counter a portion of one or both of the first and second electrical signals based on the third electrical signal. The device also includes analog to digital converter(s) to generate first and second digital signals based on values of the first and second electrical signals, respectively. The device further includes a controller to determine a saturation of peripheral oxygen metric based on the first and second digital signals. | 1. A portable monitoring device comprising: at least one light emitter to emit first light having a first wavelength in a first range of wavelengths and second light having a second wavelength in a second range of wavelengths; at least one light detector to generate a first electrical signal based on light detected by the light detector while the light emitter emits the first light, a second electrical signal based on light detected by the light detector while the light emitter emits the second light, and a third electrical signal based on ambient light detected while the light emitter is not emitting light; at least one ambient light cancellation circuit to generate a countering signal to counter a portion of one or both of the first and the second electrical signals associated with an ambient light component, the ambient light cancellation circuit generating the countering signal based on a value of the third electrical signal; at least one analog to digital converter (ADC) to generate a first digital signal based on values of the first electrical signal and to generate a second digital signal based on values of the second electrical signal; and a controller to control operation of the at least one light emitter, the at least one light detector and the ambient light cancellation circuit, the controller being further configured to determine or update a saturation of peripheral oxygen (SpO2) metric based on the first digital signal and the second digital signal.
3012 | Wireless energy transfer for medical applications | Wireless energy transfer devices and systems for medical environments include, in at least some implementations, a wirelessly powered surgical device including: a device resonator configured to generate an oscillating voltage from a captured oscillating magnetic field; and a surgical tool electrically coupled to the device resonator, the surgical tool having a functional output that is capable of being directly powered by the oscillating voltage, and the surgical tool having a rechargeable battery backup; wherein the oscillating voltage is at least 30 volts and has a frequency of at least 1 kHz. Wireless energy transfer is utilized to eliminate cords and power cables from operating instruments and electronic equipment, facilitating mobility. | 1. A wirelessly powered surgical device comprising: a device resonator configured to generate an oscillating voltage from a captured oscillating magnetic field; and a surgical tool electrically coupled to the device resonator, the surgical tool having a functional output that is capable of being directly powered by the oscillating voltage, and the surgical tool having a rechargeable battery backup; wherein the oscillating voltage is at least 30 volts and has a frequency of at least 1 kHz; wherein the wirelessly powered surgical device comprises a robot comprising: the device resonator and the surgical tool; a source resonator to generate the captured oscillating magnetic field; an energy storage system; and an additional device resonator configured to receive power wirelessly from a wireless source separate from the robot.
3013 | Anti-accommodation paresis apparatus | My invention is an apparatus to cause the computer monitor or screen to slowly and automatically move either laterally toward and away from the user or upward and downward in relation to the user, so as to reduce eye strain. | 1. An anti-accommodation paresis apparatus for a computer screen mounted on a multiple atm assembly for a wall mounted computer comprised of: a base with a first side that is connected to a lower arm; where the lower atm houses a means for moving the lower arm upward and downward after sensing that the screen is being used while drawing power from the computer; and where the means for moving the lower atm can also sense when use of the screen has ceased so as to stop movement of the lower arm.
3014 | Automatic pairing of wireless peripherals in a system such as pressure support respiratory therapy system | An automatic wireless pairing method includes causing a base unit to wirelessly communicate with a number of wireless peripheral devices and wirelessly receive a peripheral device data signal from each of the wireless peripheral devices, wherein the peripheral device data signal received from each of the wireless peripheral devices is based on one or more measurements made by a sensor of the wireless peripheral device, analyzing in the base unit each of the peripheral device data signals, selecting in the base unit one or more of the wireless peripheral devices based on the analyzing of the peripheral device data signals, and responsive to the selecting step, establishing or maintaining wireless communication according to the wireless communications protocol between the base unit and the selected one or more of the wireless peripheral devices and not the wireless peripheral devices other than the selected one or more of the wireless peripheral devices. | 1. In an environment having: (i) a pressure generating device base unit of a pressure support system structured to generate a flow of breathing gas for delivery to a patient through a patient interface device and (ii) a plurality of wireless peripheral devices each being a wireless pressure sensor coupled to a mask component, wherein the pressure generating device base unit and each of the wireless peripheral devices are structured for wireless pairing using a wireless communications protocol, an automatic wireless pairing method, comprising: causing the pressure generating device base unit to at least temporarily wirelessly communicate with one or more of the wireless peripheral devices according to the wireless communications protocol; causing the pressure generating device base unit to generate a predetermined stimulus in the form of a pressure pulse; wirelessly receiving a peripheral device data signal from each of the one or more of the wireless peripheral devices, wherein the peripheral device data signal received from each of the one or more of the wireless peripheral devices is a pressure signal generated by the wireless pressure sensor of the wireless peripheral device; analyzing in the pressure generating device base unit each of the peripheral device data signals to determine whether any of the peripheral device data signals exhibits an expected response to the predetermined stimulus; selecting in the pressure generating device base unit at least one of the one or more of the wireless peripheral devices based on the analyzing, the selected at least one of the one or more of the wireless peripheral devices being those wireless peripheral devices determined to have generated peripheral device data signals exhibiting the expected response; and responsive to the selecting step, establishing or maintaining wireless communication according to the wireless communications protocol between the pressure generating device base unit and the selected at least one of the one or more of the wireless peripheral devices and not the wireless peripheral devices other than the selected at least one of the one or more of the wireless peripheral devices.
3015 | Electro-hydro massage device | An electro-hydro massage device enhances the therapeutic benefits of electrical nerve and muscle stimulation by incorporating simultaneous tactile and thermal stimulation from water flow, using a hand-held source of electric current and water flow, in contact with the user's skin. The water flow also reduces the skin's resistance to electrical current and provides warming or cooling to complement and enhance effects of the electrical stimulation. The treatment surface of the hand-held electro-hydro massage device contacts the user's skin and contains two or more electrodes and one or more sources of water flow. The electrically conductive electrodes imbedded in the treatment surface are connected to a battery-powered electrical source with controls to select the source voltage amplitude, voltage frequency, pulse frequency, and other characteristics to achieve the desired physiological effects. The device is connected to a water source with selectable temperature and flow rate, with aeration to facilitate more gentle and uniform water flow over the treatment area. | 1. A hand-held device for electrical nerve and muscle stimulation, with simultaneous tactile and thermal stimulation and reduction of skin electrical resistance by water flow, comprising: a hand-held assembly with a handle and with a treatment surface composed of an electrically insulating material; one or more pairs of electrically conductive electrodes imbedded in and passing through the treatment surface; one or more water flow apertures imbedded in and passing through the treatment surface; a battery powered electrical source; and electrodes connected to the electrical source with a switch to turn the source on and off.
3016 | Optical sensor | The present disclosure relates to an optical sensor module, an optical sensing accessory, and an optical sensing device. An optical sensor module comprises a light source, a photodetector, and a substrate. The light source is configured to convert electric power into radiant energy and emit light to an object surface. The photodetector is configured to receive the light from an object surface and convert radiant energy into electrical current or voltage. An optical sensing accessory and an optical sensing device comprise the optical sensor module and other electronic modules to have further applications. | 1. An optical sensor module comprising: a substrate; a light source disposed on the substrate; a first encapsulant formed over the light source; a first photodetector disposed on the substrate; a second encapsulant formed over the photodetector; and a partition coupled to the substrate and located between the light source and the photodetector, wherein each of the first encapsulant and the second encapsulant comprises a medial surface extended from the substrate respectively and facing the partition, wherein each of the medial surfaces has an optical directional component, the optical directional component is configured as an inclined plane, the inclined plane defines a refraction interface refracting an incident light emitted by the light source and directing a light path of the incident light, a first angle is facing the light source and formed between a top surface of the substrate and the medial surface of the first encapsulant, a second angle is facing the first photodetector and formed between a top surface of the substrate and the medial surface of the second encapsulant, the first angle and the second angle are more than 20 degrees and less than 90 degrees respectively, and wherein the incident light shed onto the medial surface and passed through a top surface of the first encapsulant are concentrated above the partition, and then the medial surface of the second encapsulant directs the light path of the incident light concentrated toward the first photodetector.
3017 | Electronic timepiece with internal antenna | An electronic timepiece has a tubular outside case of which at least part is a conductive material, a transparent crystal, a dial housed in the outside case, an annular antenna body disposed around the dial, a feed part that feeds the antenna body, and a dial ring made of a non-conductive material covering the antenna body. The antenna body includes an annular dielectric base, and an arc-shaped fed element feed by the feed part, an annular parasitic element disposed between the dial ring and crystal, and receives circularly polarized waves. | 1. An electronic timepiece with internal antenna, comprising: a tubular outside case, at least a part of the tubular outside case being made from a conductive material; a cover member that covers one of two openings in the case; a time display unit housed inside the case; an annular antenna body disposed around the time display unit; a feed part that feeds the antenna body; wherein the antenna body includes a dielectric base and a fed element that is fed by the feed part, the outside case has a bezel; and a parasitic element is disposed between the bezel and the cover member, and the parasitic element is configured to receive circularly polarized waves.
3018 | Automated physical activity classification | The invention relates to a system and method for analyzing an activity session. Data from a monitoring device worn by a user of the system for example is received over a period of time or distance and a classification system of the invention is utilized in real time or post session to determine the activities performed by the user during the session. The data collected relates to multiple parameters monitored during the activity session. The classification system defines an activity using a set of threshold criteria for a combination of parameters and therefore identifies a particular activity performed during the activity session when a combination of monitored parameters satisfies the threshold criteria for a particular activity. Determining the activities performed in this way allows for more useful interpretation of the data which in turn leads to more effective coaching advice and feedback for the user. | 1. A method of analyzing an activity session comprising: receiving activity data for an activity, the activity data corresponding to multiple parameters; retrieving a set of threshold criteria for a particular user in view of the activity, the set of threshold criteria corresponding to the multiple parameters and at least one of the threshold criteria being based on an anaerobic threshold of the particular user, wherein the anaerobic threshold is determined by collecting activity data of the particular user prior to the activity session, forming a plurality of incidence bins containing numbers of incidences of the activity data within specific ranges, and identifying at least one incidence bin of the plurality of incidence bins with the highest change, wherein the anaerobic threshold is based on a range of the identified at least one incidence bin; comparing the activity data with the set of threshold criteria to identify an effort of the particular user, wherein the effort is defined by a difference between the activity data and the threshold criteria based on the anaerobic threshold of the particular user; determining a resistance experienced by the particular user, wherein the resistance comprises a measure of terrain; classifying multiple durations of the activity into one or more predefined training type segments based on the resistance experienced by the particular user and the identified effort of the particular user; and wherein the method is executed by one or more processors.
3019 | Driver training system | The invention provides a computerized assessment system, as well as a method, that can be used for diagnosing driving skills in a driver of the class of vehicle drivers having impaired abilities. The system utilizes a) at least one prerecorded audio/visual training session capable of diagnosing the visual cognition, visual memory and visual recall abilities of a motor vehicle driver, where the training session comprises interactive driving simulations presented through four active visual zones; b) computerized means for digitally assessing driver actions in response to simulated driving situations presented by the interactive driving simulations; c) a database that records the driver actions; and d) a computer program capable of developing a diagnostic assessment of the visual cognition, visual memory and visual recall abilities of the driver. | 1. A driving simulator for assessing and improving driving skills of a trainee having impaired driving abilities comprising: a computerized audio/visual device programmed to: display an interactive driving simulation presented through four active visual zones from a driver'ss-seat perspective comprising (1) a driver'ss forward view, (2) a rear mirror view, (3) a left side mirror view, and (4) a right side mirror view, wherein the rear mirror view, left side mirror view, and right side mirror view each simultaneously depict a scene occurring simultaneously with the driver'ss forward view; display movement of an object moving through one of the four active visual zones and one of two inactive zones representing a left blind spot and a right blind spot; track the location of the object in one of the four active visual zones or one of the two inactive zones; stop the presentation of the training session after the object moves through at least two of the multiple active visual zones and one of the two inactive zones; display a top-down-perspective graphic multi-zone screen, wherein each zone of the multi-zone screen represents one of the driver'ss forward view, the rear mirror view, the left side mirror view, the right side mirror view, the left blind spot, and the right blind spot respectively; display a prompt to the trainee to point and click on the zone in the graphic multi-zone screen in which the object was located at the time the presentation of the training session was stopped; receive the trainee'ss response to the prompt; determine if the trainee'ss response to the prompt was correct; and determine the trainee'ss response time to the prompt.
3020 | Language learning systems and methods | A systems, methods, and products for language learning software that automatically extracts text from corpora using various natural-language processing product features, which can be combined with custom-designed learning activities to offer a needs-based, adaptive learning methodology. The system may receive a text, extract keywords pedagogically valuable to non-native language learning, assign a difficulty score to the text using various linguistic attributes of the text, generate a list of potential distractors for each keyword in the text to implement in learning activities, and topically tag the text against a taxonomy based on the content. This output is then used in conjunction with a series of learning activity-types designed to meet learners' language skill needs and then used to create dynamic, adaptive activities for them. | 1. A computer-implemented method comprising: identifying, by a computer, one or more keywords from text of a resource received from a second computer over one or more networks; for each respective keyword parsed from the text, determining, by the computer, a word difficulty score associated with the respective keyword; storing, by the computer, into a keyword store the one or more keywords parsed from the text and each respective word difficulty score; identifying, by the computer, in a set of one or more language skills a particular language skill to exercise based on an ability score in a record of a learner assigned to the particular language skill to exercise; selecting, by the computer, a learning activity of a type of learning activity that exercises the identified language skill in response to identifying the language skill to exercise; generating, by the computer, one or more distractors of one or more types of distractors using the one or more keywords stored in the keyword store, wherein the computer stores into a distractor store configured to store a plurality of distractors at least one distractor of a type of distractor corresponding to the type of learning activity selected to exercise the language skill; selecting, by the computer, from the distractor store a set of one or more distractors, each distractor of the set of the type of distractor corresponding to the type of the learning activity; and generating, by the computer, one or more graphical user interfaces configured to display the selected learning activity at the second computer, wherein the selected learning activity comprises at least one distractor from the selected set of one or more distractors.
3021 | Multi-user medical robotic system for collaboration or training in minimally invasive surgical procedures | A multi-user medical robotic system for collaboration or training in minimally invasive surgical procedures includes first and second master input devices, a first slave robotic mechanism, and at least one processor configured to generate a first slave command for the first slave robotic mechanism by switchably using one or both of a first command indicative of manipulation of the first master input device by a first user and a second command indicative of manipulation of the second master input device by a second user. To facilitate the collaboration or training, both first and second users communicate with each other through an audio system and see the minimally invasive surgery site on first and second displays respectively viewable by the first and second users. | 1. A multi-user medical robotic system for training in minimally invasive surgical procedures, comprising: mentor and trainee master input devices respectively manipulatable by a mentor and a trainee; a first slave robotic mechanism; a switch mechanism operable by the mentor for selectively associating the first slave robotic mechanism with the mentor master input device and the trainee master input device so that either or both the mentor or the trainee may control operation of the first slave robotic mechanism to perform a minimally invasive surgical procedure; and a mentor microphone proximate to the mentor and a trainee hearing device proximate to the trainee so that mentor may speak to the trainee while the mentor is performing the minimally invasive surgical procedure.
3022 | Spinal injection trainer and methods therefor | A model for anatomical training includes a visibly clear thermoplastic elastomer matrix formed with at least one contoured surface, the contoured surface simulating at least a portion of a human body. The visibly clear thermoplastic elastomer matrix provides visible needle tracks upon needle penetration that may be fused closed upon heating the thermoplastic elastomer matrix such that the needle tracks are no longer visible. The model includes a skeletal structure embedded within the thermoplastic elastomer matrix at the same location, relative to the contoured surface, as the corresponding skeletal structure is located in a human body, the skeletal structure producing a fluoroscopic image representative of human bone corresponding to the skeletal structure. | 1. A method of preparing a model for anatomic training by performing the following sequence of steps, said steps comprising: saturating an open cell foam with a liquid thermoplastic elastomer to form an impregnated elastomer impregnated foam; curing the liquid thermoplastic elastomer; forming a simulated intervertebral disc from the elastomer impregnated foam; applying a first, thin layer of liquid silicone to the simulated intervertebral disc; positioning the simulated intervertebral disc between vertebrae to form a skeletal structure column; placing the skeletal structure column in a mold having at least one contoured surface simulating at least a portion of a human body; adding a visibly transparent thermoplastic elastomer to the mold, the visibly transparent thermoplastic elastomer providing visible needle tracks upon needle penetration until the visibly transparent thermoplastic elastomer around the visible needle tracks is fused by heat, wherein the needle tracks are fused closed upon heating the thermoplastic elastomer such that the needle tracks are no longer visible in the thermoplastic elastomer; and whereby the skeletal structure column is fully embedded within the visibly transparent thermoplastic elastomer at the same location, relative to the contoured surface, as the corresponding skeletal structure is located in a real human body, the skeletal structure column being radiopaque in order to produced a fluoroscopic image representative of actual bone corresponding to the skeletal structure column.
3023 | System and method for defined area sound masking | In accordance with an embodiment of the invention, a sound masking system is used to produce a sound masking zone in the vicinity of a defined area, for example in an area surrounding a conference room, an area within a medical office, or an area within a place of worship. A screen of loudspeakers around the defined area is used to create the sound masking zone. An indicator light, outside the defined area and unique to the sound masking zone around the defined area, is used to indicate that the sound masking system is active or ramping up. | 1. A sound masking system for providing a sound masking signal surrounding at least a portion of a defined area of a building, the system comprising: a plurality of loudspeaker assemblies, each loudspeaker assembly coupled to one or more sources of an electrical sound signal, the electrical sound signal comprising an electrical sound masking signal, wherein each of the plurality of loudspeaker assemblies is operative to emit an acoustic sound signal in response to the electrical sound signal, the acoustic sound signal comprising, during activation of a sound masking function of the sound masking system, an acoustic sound masking signal; wherein each of the plurality of loudspeaker assemblies is constructed and oriented to provide the acoustic sound signal to a zone surrounding the at least a portion of the defined area of the building; and an exterior indicator panel positioned outside the defined area of the building, configured to provide at least an exterior visual indication, activated upon transition to full activation of the sound masking function and providing the exterior visual indication during full activation of the sound masking function of the sound masking system, that the acoustic sound masking signal is being emitted into the zone surrounding the at least a portion of the defined area of the building; wherein the exterior indicator panel is configured to provide the exterior visual indication uniquely for sound masking of the zone surrounding the at least a portion of the defined area of the building.
3024 | Method and apparatus for operating a germicidal UV device with a programmable logic controller and a bluetooth low energy solution | This invention employs a programmable logic controller (computer) with a specific wireless communication protocol (BLE) to allow for remote connectivity of the germicidal UV device to display the status of the disinfection cycle and to operate the device and send and transfer data wirelessly to the Cloud via the BLE interface. | 1. An apparatus for disinfection of air and surfaces, comprising: A UV lamp having a mercury amalgam spot; A power source; A conduit body, which has at least one hole that is located near the mercury spot of the UV lamp; and An air moving device, which delivers air through the conduit body in a first direction; and the at least one hole directs the air in a second direction and near the mercury spot of the UV lamp; the apparatus further comprises: a programmable logic controller (PLC); a computing device of the apparatus; and a human machine interface (HMI); a wireless communication controller communicates to the programmable logic controller through the computing device; the computing device of the apparatus is connected through hardwire to the programmable logic controller and the human machine interface using an Ethernet port on the programmable logic controller or a serial port or USB port or through a wireless router or an internet connected device; whereby the air moving device provides cooling to alter the temperature near the mercury amalgam spot of the UV lamp, and the wireless communication controller controls the apparatus.
3025 | Laser apparatus and extreme ultraviolet light generation system | There may be included: a master oscillator configured to output pulsed laser light; two or more power amplifiers disposed in an optical path of the pulsed laser light to amplify the pulsed laser light; and an optical isolator provided between adjacent two of the power amplifiers in the optical path of the pulsed laser light, and configured to suppress transmission of light traveling from the power amplifiers to a side where the master oscillator is provided. | 1. A laser apparatus comprising: a master oscillator configured to output pulsed laser light; two or more power amplifiers disposed in an optical path of the pulsed laser light to amplify the pulsed laser light; and a plurality of optical isolators, each provided between adjacent two of the power amplifiers in the optical path of the pulsed laser light, and each configured to suppress transmission of light traveling from the power amplifiers to a side where the master oscillator is provided, at least one of the optical isolators including a first retarder, wavelength filter configured to allow light with a wavelength of the pulsed laser light to pass therethrough, and suppress transmission of light with a wavelength other than the wavelength of the pulsed laser light, a first polarizer configured to provide a phase difference of ¼ wavelength, an EO Pockels cell, a second retarder, a third retarder configured to provide a phase difference of ½ wavelength, and a second polarizer, and the wavelength filter including a substrate and a multilayer film, the substrate containing ZnSe, and the multilayer film being provided on a surface of the substrate and containing ZnSe and ThF4.
3026 | Rapid charging and power management of a battery-powered fluid analyte meter | A system and method is described for rapid charging and power management of a battery for a meter. A charger component is operably associated with the meter and is capable of executing a rapid charge algorithm for a rechargeable battery. The algorithm includes monitoring for a connection to an external power source and implementing a charging routine of a battery at a first charge rate and then at a second charge rate. The second charge rate is lower than the first charge rate. A temperature rise in the rechargeable battery due to the first charge rate has a negligible heat transfer effect on the fluid sample. The meter can also include a power switch for controlling current flow to a battery fuel gauge. The power switch is open when the meter enters into a sleep mode. The state of battery charge is determined after the meter exits the sleep mode. | 1. A battery-powered meter for determining an analyte concentration of a fluid sample, the meter comprising: a housing defining a volume for receiving a rechargeable battery and a port sized for receiving at least a portion of a test sensor; and one or more processors disposed within the housing, at least one of the one or more processors configured to implement a charge routine for rapid charging the rechargeable battery, the charge routine comprising the acts of: (i) monitoring the rechargeable battery for a first remaining battery charge value that is less than an initial predetermined charge value; (ii) in response to receiving identifying information that the first remaining battery charge value is less than the initial predetermined charge value, transmitting a signal for implementing a first human-perceivable alert; (iii) monitoring for a connection to an external power source; (iv) in response to the monitoring for the connection to the external power source being negative, continue monitoring the rechargeable battery for a second remaining battery charge value that is less than a second predetermined charge value, the second predetermined charge value being less than the initial predetermined charge value; (v) in response to receiving identifying information that the second remaining battery charge value is less than the second predetermined charge value, transmitting a signal for implementing a second human-perceivable alert; and (iv) in response to the monitoring for the connection to the external power source being positive and in response to the second remaining battery charge being less than the second predetermined charge value, implementing a process for rapid charging the rechargeable battery for less than about one minute at a charge rate of approximately 2 C or less, wherein a determination of analyte concentration by the meter has an approximated energy draw, the implementation of the charge routine providing energy to the rechargeable battery to allow one or more analyte concentration determinations to be completed based on the approximated energy draw.
3027 | Inter-apparatus connection verification support system, web server apparatus and inter-apparatus connection verification method | A system includes a medical diagnostic imaging apparatus configured to generate medical images of subjects and to generate connection verification support information to be used by a connection-target apparatus to verify connection with medical diagnostic imaging apparatus; a peripheral apparatus expected to be connected with the medical diagnostic imaging apparatus via a communication network and configured to operate the medical images generated by the medical diagnostic imaging apparatus; and a web server apparatus configured to record the connection verification support information generated by the medical diagnostic imaging apparatus. The peripheral apparatus verifies connection with the medical diagnostic imaging apparatus by using the connection verification support information acquired from the web server apparatus. | 1. An inter-apparatus connection verification support system comprising: a medical diagnostic imaging apparatus configured to generate a medical image of a subject and to generate connection verification support information to be used by a connection-target apparatus to verify connection with the medical diagnostic imaging apparatus; a peripheral apparatus expected to be connected with the medical diagnostic imaging apparatus via a communication network and configured to operate the medical image generated by the medical diagnostic imaging apparatus; and a web server apparatus configured to record the connection verification support information generated by the medical diagnostic imaging apparatus; wherein the peripheral apparatus verifies connection with the medical diagnostic imaging apparatus by using the connection verification support information acquired from the web server apparatus; wherein the medical diagnostic imaging apparatus includes processing circuitry configured to: collect, as request item information, specification items matched with items requested by the peripheral apparatus from the specification information; and identify measurement data in conformance to the request item information; wherein the web server apparatus includes processing circuitry configured to: receive request items and information on specifications of the medical diagnostic imaging apparatus; and generate the connection verification support information to be used by the peripheral apparatus to verify the connection, on the basis of the specification information outputted from the medical diagnostic imaging apparatus and the request items outputted from the peripheral apparatus.
3028 | System and method for evaluating surgical knot formation | A system for evaluating surgical knot formation is disclosed. The system includes a first surgically relevant object, a pressure sensor, and at least one pair of suture ends passing through the pressure sensor and the first surgically relevant object. The system also includes a controller coupled to the pressure sensor and configured to 1) transform signals from the pressure sensor into a pressure map having pressure magnitudes from a plurality of locations on the pressure sensor corresponding to one or more knots which may be formed in the at least one pair of suture ends; and 2) format the pressure map for display. | 1. A system for evaluating surgical knot formation, comprising: a) a first surgically relevant object; b) a pressure sensor; c) at least one pair of suture ends passing through the pressure sensor and the first surgically relevant object; and d) a controller coupled to the pressure sensor and configured to: 1) transform signals from the pressure sensor into a pressure map having pressure magnitudes from a plurality of locations on the pressure sensor corresponding to one or more knots which may be formed in the at least one pair of suture ends; and 2) format the pressure map for display.
3029 | Noise reduction control device and control method | A noise reduction control apparatus and method for detecting a noise signal with a microphone and generating a first control sound for attenuating the noise signal based on control characteristics of a control filter. Further, the first control sound is emitted and measured during a first period. By measuring a sound reflected from an object, a position of the object is estimated. Using the estimated position of the object, the noise is attenuated at the estimated position. Accordingly, it is possible to continuously reduce noise at an estimated position of an object. | 1. A control apparatus comprising: a first microphone; a speaker; a processor; and a memory that stores a computer program, which when executed by the processor, causes the processor to perform operations including: detecting, using the first microphone, a noise signal; generating a first control sound for attenuating the noise signal detected by the first microphone based on control characteristics; emitting, using the speaker, the first control sound and a measuring sound during a first period; detecting, using the first microphone, a reflected sound which is the measuring sound reflected from an object; estimating a position of the object based on the reflected sound, determining the control characteristics to attenuate the noise signal at the estimated position; and emitting a second control sound based on the control characteristics determined during a second period different from the first period, wherein the estimating includes calculating a difference from a point in time when the measuring sound is emitted from the speaker to a point in time when the reflected sound is detected by the first microphone, and estimating the position of the object based on the difference in time, and wherein the measuring sound is a portion of the noise signal.
3030 | Contextual switching of microphones | Provided are systems and methods for contextual switching of microphones in audio devices. An example method includes detecting a change in conditions for capturing an acoustic signal by at least two microphones. A configuration is associated with the at least two microphones. The example method provides determining that the change in conditions has been stable for a pre-determined period of time. In response to the determination, the method changes the configuration associated with the at least two microphones. The conditions may include an absence or presence of far-end speech, reverberation, low/high signal-to-noise ratio, low/high signal-to-echo ratio, type of background noise, and so on. The changing of the configuration includes assigning a primary microphone and a secondary microphone based on a change in conditions. Based on the changed configuration, tuning parameters may be adjusted for noise suppression and acoustic echo cancellation. | 1. A method for contextual switching of microphones, the method comprising: detecting a change of conditions for capturing an acoustic signal by at least two microphones, a configuration being associated with the at least two microphones, wherein detecting the change includes detecting presence of at least one of far-end speech, type of background noise, sensitivities of the at least two microphones, seals of the at least two microphones, level of signal-to-noise ratio (SNR) in the acoustic signal, and level of signal-to-echo ratio (SER) in the acoustic signal; determining that the change of the conditions has occurred for a pre-determined period of time; and in response to the determining, changing the configuration associated with the at least two microphones.
3031 | Receiving device | A receiving device includes a receiving unit that receives, via a receiving antenna, an image signal including an in-vivo image of a subject that is captured by an in-vivo-image acquiring device introduced into the subject; a transmitting unit that wirelessly transmits the image signal to a real-time display device that displays the in-vivo image in real time; a detecting unit that detects a non-receiving period in which the receiving unit does not receive the image signal; and a control unit that performs a control to wirelessly transmit the image signal to the real-time display device during the non-receiving period immediately after receipt of the image signal by the receiving unit. | 1. A receiving device comprising: a receiving unit that receives, via a receiving antenna, a first image signal in a first receiving period and a second image signal in a second receiving period, each of the first image signal and second image signal including an in-vivo image of a subject that is captured by an in-vivo-image acquiring device introduced into the subject; a transmitting unit that wirelessly transmits the first image signal and the second image signal to a real-time display device that displays the in-vivo image included in the first image signal and the in-vivo image included in the second image signal in real time; a detecting unit that detects a length of a first non-receiving period in which the receiving unit does not receive any image signal, the first non-receiving period being immediately after the first receiving period and immediately before the second receiving period; and a control unit that estimates, based on the length of the first non-receiving period detected by the detecting unit, a length of a second non-receiving period in which the receiving unit does not receive any image signal, the second non-receiving period being immediately after the second receiving period, and performs a control, based on the estimated length of the second non-receiving period, to cause the transmitting unit to wirelessly transmit the second image signal to the real-time display device during the second non-receiving period.
3032 | Biometric monitoring device with immersion sensor and swim stroke detection and related methods | Biometric monitoring devices, including various technologies that may be implemented in such devices, are discussed herein. Additionally, techniques for utilizing gyroscopes in biometric monitoring devices are provided. Such techniques may, in some implementations, involve obtaining swimming metrics regarding swim stroke count, lap count, and stroke type. A biometric monitoring device for obtaining such metrics may include an immersions sensor. | 1. A biometric monitoring system comprising: a housing configured to be worn on a person'ss forearm or insertable into an accessory to be worn on the person'ss forearm; at least one motion sensor located in the housing; a notification system; an immersion sensor, wherein the immersion sensor is selected from the group consisting of: a barometric altimeter sensor, a galvanic skin response sensor, and a temperature sensor; a memory; and control logic, wherein: the control logic, the memory, the immersion sensor, and the at least one motion sensor are communicatively connected with one another, and the control logic is configured to: a) obtain motion data from the at least one motion sensor, b) determine that data from the immersion sensor indicates that the immersion sensor has undergone immersion in liquid on a continuous or regular basis consistent with immersion experienced by the person when the person is swimming, c) determine, based on the motion data corresponding with intervals in which the data from the immersion sensor indicates that the immersion sensor has undergone immersion in liquid on a continuous or regular basis consistent with immersion experienced by the person when the person is swimming, each time a swim stroke is indicated, at least in part, by characteristics of the motion data, d) alter stored information pertaining to a number of swim strokes in the memory responsive to (c), e) provide a notification regarding achievement of a biometric performance goal using the notification system, and f) increase an intensity with which the notification system provides the notification when data from the immersion sensor indicates that the immersion sensor is submerged in liquid on a continuous or regular basis consistent with immersion experienced by a person'ss hand when the person is swimming as compared with the intensity with which the notification system normally provides notifications when data from the immersion sensor indicates that the immersion sensor is not submerged in liquid on a continuous or regular basis consistent with immersion experienced by the person'ss hand when the person is swimming.
3033 | Radiation imaging apparatus and radiation imaging system | Provided is a radiation imaging apparatus, including: a first conversion element arranged to convert a radiation ray into electric charge in order to obtain a radiographic image; a first amplifier arranged to output a voltage corresponding to the electric charge of the first conversion element; a second conversion element arranged to convert the radiation ray into electric charge in order to detect radiation irradiation; a second amplifier arranged to output a voltage corresponding to the electric charge of the second conversion element; and a control circuit configured to control the first amplifier and the second amplifier, in which the control circuit is capable of controlling the second amplifier independently of control that is exerted over the first amplifier. | 1. A radiation imaging apparatus, comprising: a first conversion element arranged to convert a radiation ray into electric charge in order to obtain a radiographic image; a first amplifier arranged to output a voltage corresponding to the electric charge of the first conversion element; a second conversion element arranged to convert the radiation ray into electric charge in order to detect radiation irradiation; a second amplifier arranged to output a voltage corresponding to the electric charge of the second conversion element; and a control circuit configured to control the first amplifier and the second amplifier, wherein the control circuit is capable of controlling the second amplifier independently of control that is exerted over the first amplifier.
3034 | Robotically-controlled motorized surgical instrument with an end effector | A surgical tool configured for operation in connection with a robotic system. The surgical tool includes a shaft and an end effector extending distally from the shaft. The end effector comprises a first jaw member and a second jaw member movable relative to the first jaw member from a closed position to an open position in response to at least one axial motion. In addition, the surgical tool includes a motor configured to generate at least one rotational motion and a motion conversion assembly operably coupled to the motor and the second jaw member, wherein the motion conversion assembly is configured to convert the at least one rotational motion to the at least one axial motion. | 1. A surgical tool for use with a robotic system, the surgical tool comprising: a shaft; an end effector extending distally from the shaft, the end effector comprising: a first jaw member; and a second jaw member movable relative to the first jaw member about a pivot from a closed position to an open position in response to at least one axial motion; an articulation joint disposed proximal to the pivot, wherein the end effector is rotatable relative to the shaft about the articulation joint; a motor configured to generate at least one rotational motion; and a motion conversion assembly operably coupled to the motor and the second jaw member, wherein the motion conversion assembly is configured to convert the at least one rotational motion to the at least one axial motion.
3035 | System for treating lipid-rich regions | A system is described for removing heat from a subject's subcutaneous lipid-rich regions, such as tissues, organs, cells, and so forth. In various embodiments, the system includes a controller, a computing device, a data acquisition device, a chiller, and one or more applicators. The system can employ these components to receive a selection of a treatment profile and apply the selected treatment using an applicator. The treatment profile may be received from a patient protection device that connects to an applicator. | 1. A method performed by a system for cooling a subcutaneous lipid-rich region of a subject, the method comprising: receiving an indication that a usage metering component has connected to the system; retrieving, from the usage metering component, a limit value, and a use indicator; determining, based on the use indicator and the limit value, whether the usage metering component has expired; when the usage metering component has expired, preventing an applicator of the system from cooling the subcutaneous lipid-rich region; and when the usage metering component has not expired, allowing the applicator to cool the subcutaneous lipid-rich region.
3036 | Internet based spa networking system having wireless spa nodes | A spa node comprising a spa controller, a power sense adapter configured to compute power being drawn by selected spa components; a spa network adapter, and a home network adapter, each of the three adapters including a wireless transceiver wherein the spa network adapter is configured to receive power data transmitted over a wireless link by the power sense adapter and to further receive status/performance data from the spa controller. The home network adapter is configured to receive power and status data transmitted by the spa network adapter over a wireless link and to convert that data to a form suitable for transmission to an Internet access point. The home network adapter is further linkable over the Internet to a central server, a dealer computer and a spa owner or user computer. | 1. A method comprising: configuring a spa controller at a user site to control operation of a plurality of spa components and to generate status data regarding the status of one or more of said components; configuring a spa network adapter at the user site to communicate with said spa controller to receive data including status data from said spa controller and to transmit data and commands to said spa controller, the spa network adapter having a wireless transceiver; sensing the current drawn by one or more selected spa components and determining the power being drawn by said one or more spa components to generate power data; transmitting both the power data and status data from the wireless transceiver of the spa network adapter over a wireless link to another component of a spa networking system at the user site; employing an address unique to the user site in the course of transmitting a command received from a spa owner computer or a spa dealer computer to the wireless transceiver of the spa network adapter; and further configuring the spa network adapter to transmit a received command from another adapter at the user site to the spa controller for execution.
3037 | Implantable electrode and method of making the same | The implantable electrode system of the preferred embodiments includes a conductor, an interconnect coupled to the conductor, an insulator that insulates the interconnect, and an anchor that overlaps a peripheral edge of the electrode layer. The anchor is mechanically interlocked with the insulator. This structure is particularly useful with the electrode layer being a neural interface that is configured to provide either a recording and stimulating function. | 1. An implantable electrode, comprising: a) a first portion of an insulator layer; b) an electrically conductive interconnect layer supported by the first portion of the insulator layer, the interconnect layer comprising an interconnect peripheral edge providing an interconnect width or diameter extending between spaced apart first and second interconnect edges; c) an electrically conductive plug layer supported directly on an upper interconnect surface of the interconnect layer, the plug layer comprising a plug peripheral edge providing a plug width or diameter extending between spaced apart first and second plug edges; d) a second portion of the insulator layer supported on the first portion of the insulator layer and contacting the plug; e) an electrically conductive electrode layer supported directly on an upper plug surface of the plug layer, the electrode layer comprising an electrode peripheral edge providing an electrode width or diameter extending between spaced apart first and second electrode edges; and f) an anchor layer that overlaps only parts of the electrode layer including at least one of the first and second electrode edges, wherein the anchor layer is physically and electrically isolated from the interconnect layer and the plug layer by the insulator layer.
3038 | Lead and a system for medical applications | In some examples, the present disclosure relates to an implantable medical lead and medical device systems employing such leads for medical applications, such as, e.g., neural stimulation, deep brain stimulation, and/or sensing of bioelectrical signals. In one example, the lead includes a thin film configured to be secured to at least a portion of a carrier core, wherein the thin film has a distal end, a proximal end, and at least one electrode between the proximal end and the distal end; and at least one fixation element configured to secure the distal end of the thin film to the carrier core, wherein the fixation element comprises at least one of a distal extension portion of the thin film at least partially wrapped around the carrier core distal to the at least one electrode or a jacket tube located around the carrier core and the thin film. | 1. A medical device system comprising: a thin film configured to be secured to at least a portion of a carrier core, wherein the thin film includes a distal end, a proximal end, at least one electrode between the proximal end and the distal end, and at least one electrically conductive track electrically coupled to the at least one electrode, wherein the at least one electrically conductive track extends from the at least one electrode towards the proximal end of the thin film; and at least one fixation element configured to secure the distal end of the thin film to the carrier core, wherein the fixation element comprises at least one of a distal extension portion of the thin film configured to be at least partially wrapped around the carrier core distal to the at least one electrode or a jacket tube configured to be positioned around the carrier core and the thin film.
3039 | Methods of manufacturing devices for the neurorehabilitation of a patient | A mouthpiece for providing non-invasive neuromodulation to a patient, the mouthpiece including an elongated housing having an anterior region and a posterior region, the elongated housing having a non-planar exterior top surface and internal structural members disposed within the housing, the internal structural members elastically responding to biting forces generated by the patient, a spacer attached to the top surface of the housing for limiting contact between a patient's upper teeth and the exterior top surface of the elongated housing, and a printed circuit board mounted to a bottom portion of the elongated housing, the printed circuit board having a plurality of electrodes for delivering subcutaneous local electrical stimulation to the patient's tongue. | 1. A method of manufacturing a mouthpiece, the mouthpiece providing non-invasive neuromodulation to a patient, the method comprising: providing an elongated housing having internal fins located between a non-planar interior top surface and a bottom surface defined by a perimeter of the elongated housing, the internal fins forming a channel at the anterior region of the elongated housing; attaching a spacer to the top surface of the elongated housing for minimizing contact between a patient'ss upper teeth and the exterior top surface of the elongated housing; mounting a cable in an s-shaped pattern along the channel formed by the internal fins; mounting a printed circuit board to a bottom portion of the elongated housing, the printed circuit board having a plurality of electrodes for delivering subcutaneous local electrical stimulation to the patient'ss tongue; and connecting one end of the cable to the printed circuit board.
3040 | Implantable lead having multi-planar spiral inductor filter | A multilayer helical wave filter having a primary resonance at a selected RF diagnostic or therapeutic frequency or frequency range, includes an elongated conductor forming at least a portion of an implantable medical lead. The elongated conductor includes a first helically wound segment having at least one planar surface, a first end and a second end, which forms a first inductive component, and a second helically wound segment having at least one planar surface, a first end and a second end, which forms a second inductive element. The first and second helically wound segments are wound in the same longitudinal direction and share a common longitudinal axis. Planar surfaces of the helically wound segments face one another, and a dielectric material is disposed between the facing planar surfaces of the helically wound segments and between adjacent coils of the helically wound segments, thereby forming a capacitance. | 1. An implantable lead, comprising: a) at least one implantable lead wire extending from a proximal electrical connector configured for electrical connection to an implantable medical device to a distal electrode, wherein the electrode is configured for contact with biological cells inside a body; b) a first dielectric substrate comprising spaced apart first and second substrate sides; c) at least a first conductive circuit trace in the shape of a first planar spiral inductor and a second conductive circuit trace in the shape of a second planar spiral inductor, wherein the first and second conductive circuit traces are series portions of the lead wire supported in an overlaid and stacked relationship on the respective first and second substrate sides; and d) wherein a center of the first spiral inductor is electrically coupled to a center of the second spiral inductor so that a first multi-turn loop current of the first spiral inductor is in the same direction as a second multi-turn loop current of the second spiral inductor, e) wherein a bandstop filter inductance is formed by the first and second spiral inductors and wherein a bandstop filter capacitance comprising parasitic capacitance is formed between adjacent turns of each of the first and second spiral inductors and between the first and second spiral inductors, and f) wherein the combined inductance and capacitance of the bandstop filter provide an equivalent circuit bandstop filter that is configured to attenuate at least one MRI RF pulsed frequency centered at or near an RF resonant frequency.
3041 | Non-invasive neuromodulation (NINM) for rehabilitation of brain function | In a patient suffering from neural impairment, stimulation is provided to sensory surfaces of the face and/or neck, or more generally to areas of the body that stimulate the trigeminal nerve, while performing an activity intended to stimulate a brain function to be rehabilitated. The simulation may then be continued after the performance of the activity has ceased. It has been found that the patient's performance of the activity is then improved after stimulation has ceased. Moreover, it tends to improve to a greater extent, and/or for a longer time, when the post-activity stimulation is applied, as compared to when post activity stimulation is not applied. | 1. A method for non-invasively assisting neurorehabilitation in a patient comprising: engaging a patient in a cognitive exercise wherein the patient'ss ability to perform the cognitive exercise is hindered by impairment of the patient'ss nervous system; and simultaneously providing intraoral cutaneous stimulation of at least one of the patient'ss trigeminal nerve or the patient'ss facial nerve via one or more stimulators situated within the patient'ss mouth.
3042 | Electrified vehicle noise cancellation | Systems, apparatus and methods for cancelling a noise voltage at a vehicle are presented. An noise cancellation system (NCS) can be configured to null an earth-to-body voltage at the vehicle to prevent its interference with a receiver system. An (NCS) can include a noise sensor (NSSR) configured to sense a noise voltage, and a noise-nulling device (NNDV) configured to provide an anti-noise output. An anti-noise injector (ANI) can be configured to drive the anti-noise output at an anti-noise injection site In an example embodiment, an anti-noise output can be provided directly to the receiver system by cable. Alternatively, an anti-noise signal can be inductively or capacitively coupled to a vehicle structure or component that is not part of the receiver system. A noise cancellation system can be arranged in a feedback or feed-forward arrangement. Radio frequency noise and non-radio frequency noise can be cancelled. | 1. A noise cancellation system, comprising: a noise sensor (NSSR) configured to sense a noise voltage; a noise-nulling device (NNDV) coupled to said NSSR and configured to provide an anti-noise output based on said sensed voltage; an anti-noise injector (ANI) configured to drive said anti-noise output at an anti-noise injection site; and wherein said system is configured to null an earth-to-body voltage.
3043 | Method for assessing cognitive function and predicting cognitive decline through quantitative assessment of the TUG test | Methods and systems may provide for cognitive decline prediction or assessment. Baseline and follow-up inertial sensor data may be received from one or more inertial sensors attached to a person. Baseline and follow-up data indicative of cognitive decline may be received from the person. An indication of cognitive decline may be determined based on the baseline and follow-up cognitive decline data. A classifier function for predicting cognitive decline may be trained with the baseline inertial sensor data and the indication of cognitive decline. A classifier function for assessing cognitive decline may be trained with the baseline inertial sensor data, a difference between the baseline inertial sensor data and follow-up inertial sensor data, and the indication of cognitive decline. | 1. A computer-readable non-transitory medium comprising computer-readable code physically embodied thereon which, when executed by a processor, causes the processor to perform a method comprising: receiving inertial sensor data directly from one or more inertial sensors attached to a person'ss shank that performs a quantitative timed-up-and-go (QTUG) test, the inertial sensor data being measured by the one or more inertial sensors and including shank angular velocity data comprising measured gait parameters related to the person sitting, walking, and turning; receiving, at a time subsequent to receiving the inertial sensor data from the QTUG test, additional inertial sensor data indicative of cognitive function of the person directly from the one or more inertial sensors, including shank angular velocity data comprising gait parameters related to the person sitting, walking, and turning measured during a subsequent QTUG test; determining an indication of cognitive decline in the person based on a difference between the inertial sensor data indicative of cognitive function and the received additional inertial sensor data including a difference between the gait parameters; generating a classifier function that associates the received inertial sensor data with the determined indication of cognitive decline in the person as a prediction for cognitive decline in other persons; after generation of the classifier function, collecting inertial sensor data directly from the one or more inertial sensors from another person that performs the QTUG test; using the generated classifier function, associating the collected inertial sensor data from the QTUG test from the another person to an indication of cognitive decline in the another person; and providing, using the association from the generated classifier function, to a user a prediction of whether the another person will experience cognitive decline based on the inertial sensor data collected from the another person, wherein the prediction provided to the user comprises a classification of the another person as either having cognitive decline or being cognitively intact.
3044 | Personal authentication apparatus system and method | A target authentication device includes an electrode to detect an electrical signal associated with a user of the device. The electrical signal represents an authentication code for the device. An authentication receiver module is coupled to the electrode. The module receives the electrical signal from the electrode and determines whether the electrical signal matches a predetermined criterion to authenticate the identity of the user based on the electrical signal. An authentication module is also disclosed. The authentication module includes one electrode to couple an electrical signal associated with a user to a user of a target authentication device, the electrical signal represents an authentication code for the device. An authentication transmission module is coupled to the electrode. The authentication transmission module transmits the electrical signal from the electrode. A method of authenticating the identity of a user of a target authentication device also is disclosed. | 1. An apparatus, comprising: at least one electrode configured to detect an encoded electrical signal associated with a user of a target authentication device, wherein the encoded electrical signal has been encoded by a transmission circuit physically and electrically associated with the user, wherein the transmission circuit is configured to encode at least one physiological signal associated with the user detected by the transmission circuit with an authentication code stored in the transmission circuit to generate the encoded electrical signal, wherein the encoded electrical signal is a transbody conductive signal transmitted by the transmission circuit to the target authentication device, and wherein a body of the user acts as a conduction medium; and an authentication receiver module comprising a decoder, wherein the authentication receiver module is coupled to the at least one electrode; wherein the authentication receiver module is configured to receive the encoded electrical signal from the at least one electrode, to decode the encoded electrical signal by the decoder to obtain the at least one detected physiological signal and the authentication code, and to authenticate an identity of the user based on the at least one detected physiological signal and the authentication code.
3045 | System and method for adapting alarms in a wearable medical device | According to another example, a wearable medical device controller is provided. The device controller includes a memory and a processor coupled to the memory. The processor is configured to determine a correlation between a phenomenon identifiable by the wearable medical device controller and at least one response pattern associated with a patient and store, responsive to detecting the correlation, an adaptation path to address the at least one response pattern, the adaptation path specifying an adaptation of at least one characteristic of an alarm. The at least one response pattern may include a plurality of response patterns and the adaptation path may reflect adaptations made to address at least some of the plurality of response patterns. | 1. An ambulatory medical device comprising: at least one sensor configured to acquire physiologic data from a patient, the physiologic data comprising cardiopulmonary data; a memory for storing at least a portion of the physiologic data; and at least one processor coupled to the memory and configured to detect a physiologic abnormality in the patient, issue an alarm in response to detecting the physiologic abnormality, monitor for a response to the alarm, detect an indication that is correlated with a delayed response time by the patient based at least in part on the physiologic data, adapt the alarm to address the delayed response time, and issue the adapted alarm.
3046 | System to monitor the ingestion of medicines | A system for monitoring ingestion of medicine ( 21 ) comprises forming a digestible radio frequency identification (RFID) tag ( 10 ). The RFID tag is attached to the medicine. The RFID tag and medicine are ingested. A signal from the RFID tag is monitored. | 1. A device to be imbedded in a body for monitoring wear or motion of a bone within the body, said device comprising: at least one RFID tag having an antenna subject at least to mechanical wear upon movement of said bone, whereby failure of said antenna indicates wear or movement of the bone; and RF signal blocking means for blocking external signals from reaching said tag, said blocking means being subject at least to mechanical wear upon movement of said bone, whereby failure of said blocking means enables said signals to activate said tag, thus indicating wear or movement of said bone.
3047 | Device and system for protecting a person from RF radiation | A radiofrequency ("RF") transmitter site protection system and an RF radiation protection device are provided. The RF radiation protection device includes a control system and a communication module. The control system includes a processor. The communication module is adapted to communicate with a device operable to sense RF radiation and to receive data representative of a level of the RF radiation proximate the RF safety monitoring device from the RF safety monitoring device. | 1. A method of monitoring a radiofrequency (&quot;RF&quot;) transmitting site, comprising: providing at least one on-site unit located at the RF transmitting site, and a base unit located remote from the RF transmitting site; using the on-site unit to sense the presence of a cell phone located at the RF transmitting site, by sensing for signals emitted by the cell phone, and which sensing does not utilize communication from the on-site unit to the cell phone at the RF transmitting site; using the at least one on-site unit to sense RF radiation at the RF transmitting site once the presence of the cell phone at the RF transmitting site is determined, including determining a level of the sensed RF radiation; and using the on-site unit to communicate the presence of the cell phone at the RF transmitting site to the base unit.
3048 | Dementia therapy method and instrument | A dementia therapy method that involves PWD in playing music, particularly as part of an ensemble "performing in concert", which provides a rewarding and encouraging result of utilizing abilities that they may not even know they had to produce pleasing music. This method utilizes musical instruments adapted for playing by PWD who can utilize procedural rather than declarative memory in playing. By connecting a plurality of the instruments to a central director's console the combined musical sound can be coordinated to make it pleasing. Then several PWD are trained to play components of songs together as an group. An example of our specially adapted musical instruments is an easily played percussion instrument having an organized layout of one or more tone bars that, when struck (or touched) by a player generate a musical tone. The instrument may be further adapted to ease its use by movement restricted players. | 1. A dementia therapy method utilizing procedural memory, the method comprising: adapting a musical instrument for playing by persons with dementia, the adapted musical instrument comprising: one to thirteen tone bars that are sized sufficiently large for easy striking and arranged on a playing surface, and a programmably assignable musical note or percussive beat sound that is generated in response to striking the tone bar by hand or mallet; providing one of the adapted musical instruments to each one of a plurality of said persons being designated as players in a musical ensemble; determining a level of a player'ss instrument playing ability by testing the player'ss use of hand and mallet in striking one or more tone bars in patterns of increasing difficulty; programming each player'ss musical instrument to enable playing a tune component that is designed according to the player'ss playing ability; wherein the tune component is a set of one or more musical note or rhythmic beat sounds in a pattern that fits at least a portion of the notes and beats of a tune; training each player by repetitive practice on their programmed musical instrument; and coordinating playing of the musical instruments by the plurality of players combining their respective tune components into a complete tune performed as an ensemble; thereby enabling each player to gain self esteem from contributing according to ability to a pleasant sounding musical performance.
3049 | Microfluidic platform and methods for using the same | The present invention provides a microfluidic device which includes at least 3 chambers, a chamber inlet, at least 2 dichotomously branching generations of channels, a channel inlet, and a channel outlet, wherein the channels and the chambers are separated by deformable walls, wherein each wall is lined with at least one cavity, and wherein the cavity is fluidly connected to the channel. | 1. A microfluidic device comprising at least 3 chambers, a chamber inlet, at least 2 dichotomously branching generations of channels, and a channel inlet, said channels and said chambers are separated and defined by deformable walls, wherein each wall is lined with at least one cavity, said cavity is fluidly connected to said channel.
3050 | Hybrid piezoelectric device / radio frequency antenna | A hybrid antenna including a piezoelectric device and an RF radiator. The hybrid antenna is capable of providing both RF and piezoelectric device functionality, e.g., radio frequency transmission/reception capabilities for radio frequency devices as well as sound-producing and/or energy-scavenging functionality via the piezoelectric device. The piezoelectric device may be in conductive contact with the RF radiator or may not be in conductive contact with the RF radiator. | 1. An apparatus comprising: a ground plane; a radio-frequency radiator, the radiator offset from the ground plane in a direction substantially normal to the ground plane by a first distance; a feed post conductively connected to the radiator; and a piezoelectric assembly offset from the ground plane in a direction substantially normal to the ground plane by a second distance, the piezoelectric assembly configured to couple inductively with the radiator and being separated from the radiator by at least a housing structure of the apparatus, wherein the piezoelectric assembly, the radiator, the ground plane, and the feed post together form an antenna configured to produce electro-magnetic radio-frequency signals and receive electro-magnetic radio-frequency signals.
3051 | All optical high energy radiation source | A method for producing electromagnetic radiation comprising: firing a first laser pulse and generating a plasma region, the first laser pulse penetrating at least partially into the plasma region to create a plasma density wake in the plasma region; providing a group of charged particles in the plasma region arranged so as to be accelerated in the plasma density wake of the first laser pulse; reflecting the first laser pulse after the first laser pulse has penetrated into the plasma region, to give a reflected laser pulse; and arranging the reflected laser pulse to interact with the group of charged particles to generate an electromagnetic radiation. | 1. A method for producing x-ray radiation using a laser driven plasma accelerator, the method comprising: firing a first laser pulse and generating a plasma region, said first laser pulse penetrating at least partially into said plasma region to create a plasma density wake in said plasma region; and providing a group of charged particles in the plasma region arranged so as to be accelerated in the plasma density wake of the first laser pulse, said method being characterized in that it comprises: reflecting the first laser pulse after said first laser pulse has at least partially penetrated into said plasma region, to give a reflected laser pulse; and arranging said reflected laser pulse to interact with said group of charged particles so as to generate x-ray radiation, wherein reflecting the first laser pulse comprises generating a plasma mirror by the interaction of a rising edge of the first laser pulse with an obstacle, and wherein the plasma mirror is a dense plasma having a higher density than the plasma region to be able to reflect back the first laser pulse while the plasma region can be penetrated by the first laser pulse.
3052 | VCSEL based low coherence emitter for confocal 3D scanner | Methods and apparatus for measuring objects comprise a plurality of light sources to generate a plurality of light beams directed toward a spot generator array comprising a plurality of spot generating lenses. The plurality of light sources is separated from the spot generator array with a separation distance sufficient to overlap the plurality of light beams at each of the spot generating lenses. The overlap of each of the beams at each of the spot generating lenses provides smoothing of the energy profile of the light energy incident on the spot generating lenses. The spot generator array generates focused spots comprising overlapping focused beams. The overlapping beams may comprise overlapping beams of a vertical cavity surface emitting laser (VCSEL) array, and the overlapping focused beams can decrease optical artifacts. | 1. An apparatus to measure an object, the apparatus comprising: a plurality of light sources arranged to generate a plurality of light beams; and a plurality of spot generating lenses to focus the plurality of beams to a plurality of focused spots, each of the plurality of focused spots comprising a focused portion of each of the plurality of light beams, said focused portion of each of the plurality of beams overlapping with other focused portions of other beams in order to define said each of the plurality of focused spots and inhibit noise, wherein the plurality of spot generating lenses is separated from the plurality of light sources with a separation distance sufficient to overlap the plurality of light beams at each of the spot generating lenses.
3053 | Voltage supply for electrical focusing of electron beams | A rapidly regulable high-voltage supply for the electrical focusing of an electron beam using a high-voltage final stage is provided. The high-voltage final stage includes a plurality of amplification elements that are interconnected in a series configuration with a first high-voltage connection, and a potential dividing chain including a series of potential dividing elements. The potential dividing chain is interconnected with the first high-voltage connection and has a signal interconnection with the plurality of amplification elements, so that when a voltage is applied across the potential dividing chain, a difference in voltages between a signal input to any amplification element of the plurality of amplification elements and a signal input to a next amplification element of the plurality of amplification elements has a same sign. | 1. A high-voltage final stage comprising: a first high-voltage connection; a plurality of first amplification elements that have an interconnection in a series configuration with the first high-voltage connection; a potential dividing chain comprising a series of potential dividing elements, the potential dividing chain being interconnected with the first high-voltage connection, and when the series of first amplification elements and potential dividing elements is numbered starting from the first high-voltage connection, in each case a signal input to a first amplification element of the plurality of first amplification elements numbered n having a first signal interconnection with a potential dividing element of the series of potential dividing elements numbered n, so that when a voltage is applied across the potential dividing chain, a difference in voltages at a signal input to a first amplification element of the plurality of first amplification elements numbered n and at a signal input to a first amplification element of the plurality of first amplification elements numbered n+1 in every case has the same sign; one or more components, each of the one or more components being arranged in series with a signal output from a first amplification element of the plurality of first amplification elements, such that the first amplification element counteracts any change in a signal level at a signal output of the first amplification element; and a second high-voltage connection and a non-linear element that is connected in series with the potential dividing chain between the first high-voltage connection and the second high-voltage connection, when the non-linear element has an applied voltage that is above a predefined threshold, the non-linear element conducts current; and an actuation element, a resistance of the actuation element being adjustable between a high-ohmic state and a low-ohmic state, the actuation element being connected in series with the plurality of the first amplification elements between the first high-voltage connection and the second high-voltage connection, wherein a second signal interconnection between the non-linear element and the actuation element is configured such that when the actuation element is in the high-ohmic state, a first current flows from the potential dividing chain through the non-linear element to the second high-voltage connection, and when the actuation element is in the low-ohmic state, a second current flows from the potential dividing chain through the actuation element to the second high-voltage connection.
3054 | Apparatus and method for communication over power lines | An apparatus and method are provided for communicating over power lines. The apparatus includes a coupling modem that is situated between a power line and a device. The coupling modem is configured to demodulate a signal received from the power line into a sine signal and a cosine signal. The coupling modem is also configured to modulate a communicated bit stream received from the device into a transmitted signal in order to impose the transmitted signal onto the power line. | 1. An apparatus, comprising: a modem situated between the flesh of a body and a device implanted within said body, the modem configured to: demodulate a signal received from the flesh into a first signal and a second signal which are linearly and nonlinearly processed to create a bit stream for transmission to the device; and modulate a bit stream received from the device into a transmitted signal in order to impose the transmitted signal through the flesh.
3055 | Wireless image transfer system and wireless image transfer method | A wireless image transfer system includes an image quality judgement unit configured to judge reception states of a first image transmitted in a first frequency band by a first image wireless block and a second image transmitted in a second frequency band by a second image wireless block and image qualities of the received images; and a second control unit configured to sort the reception states into a good state, a bad state, and an intermediate state, select a first image signal in the good state, steadily operate the second image wireless block and periodically operate the first image wireless block in the bad state, and select an image with a better quality from the first image signal and a second image signal and output the selected image in the intermediate state. | 1. A wireless image transfer system comprising a transmitter and a receiver, the transmitter comprising: a first wireless device wirelessly transferring an image signal in a first frequency band; a second wireless device wirelessly transferring the image signal in a second frequency band different from the first frequency band; and a first controller controlling the first and second wireless devices, and the receiver comprising: a third wireless device receiving and demodulating a signal transmitted by the first wireless device to obtain a first image signal; a fourth wireless device receiving and demodulating a signal transmitted by the second wireless device to obtain a second image signal; a demodulation circuit provided in the third wireless device, the demodulation circuit acquiring, in a process of demodulating the signal transmitted by the second wireless device, information of an evaluation index indicating a reception state in the third wireless device; a second controller programmed to: receive the first and second image signals obtained by the third and fourth wireless devices, respectively; calculate the evaluation index regarding an image quality of the first image, and calculate the evaluation index regarding an image quality of the second image; and when sorting cases where the evaluation index indicating the reception state is smaller than a first threshold, is equal to or greater than a second threshold, and is equal to or greater than the first threshold and smaller than the second threshold, respectively, into good, bad and intermediate reception states of the third wireless device, select the first image signal from the third wireless device in the good state, steadily operate the second wireless device and periodically operate the first wireless device in the bad state, and select an image with a better quality of the first and second image signals based on the evaluation index regarding the image quality and output the selected image in the intermediate state.
3056 | System and method for determining biometric properties of an eye | In certain embodiments, determining biometric properties of an eye includes emitting a measuring light beam. The measuring light beam is guided towards the eye for a plurality of scans. For each scan, the measuring light beam enters the cornea in a first lateral region and reaches the retina of the eye in a second lateral region along a corresponding beam path. The beam paths are different from each other. The measuring light beam back-reflected from the eye for each scan is interferometrically analyzed to provide corresponding OCT data. At least one of the following is determined according to the OCT data: at least one distance from a surface of the retina to a surface of the cornea or to a surface of the lens of the eye. | 1. System for determining biometric properties of an eye or parts of the eye, comprising: an OCT device configured to emit a measuring light beam; a beam guiding device configured to guide the measuring light beam; and a control and analysis device configured to control the beam guiding device to guide the measuring light beam towards the eye for a plurality of scans such that for each scan the measuring light beam enters the cornea in a first lateral region and reaches the retina of the eye in a second lateral region along a corresponding beam path, the second lateral region including the fovea of the retina, the beam paths being different from each other, wherein the first lateral region or the second lateral region is a circular region having a diameter of approximately equal to or less than 1 mm; the OCT device is further configured to interferometrically analyze the measuring light beam back-reflected from the eye for each scan to provide corresponding OCT data; the control and analysis device is further configured to: determine on basis of the OCT data for each scan of the plurality of scans at least one distance, wherein the determined distance is a distance from a surface of the retina to a surface of the cornea or a distance from the surface of the retina to a surface of the lens of the eye.
3057 | Device for remote non-contact monitoring of vital signs of a living being | The present disclosure relates to a device for remote non-contact monitoring of vital signs of a living being. The present disclosure enables improved measurement accuracy and reliability, increased operating range and reduced likelihood of mistakenly detecting extraneous objects. The device comprises at least one measuring unit, at least one control and data processing unit, and at least one interface unit, connected to each other. The measuring unit comprises a radio transmitting module and a radio receiving module. The control and data processing unit is configured to generate control pulses for each of the radio transmitting and radio receiving modules delayed for arbitrary time periods between each other, and is additionally configured to generate control pulses of arbitrary duration for each of the radio transmitting and radio receiving modules. Each radio transmitting module and/or each radio receiving module contained in the measuring unit is made independent of the other modules. | 1. A device for remote non-contact monitoring of vital signs of a living being comprising at least one measuring unit, at least one control and data processing unit, and at least one interface unit, wherein the measuring unit is connected to the control and data processing unit, and the control and data processing unit is connected to the interface unit, wherein the measuring unit comprises at least one radio transmitting module, and at least one radio receiving module, wherein the control and data processing unit is configured to generate control pulses for each of the radio transmitting and radio receiving modules delayed for arbitrary time periods between each other, wherein each radio transmitting module and/or each radio receiving module contained in the measuring unit is made independent of the other modules, and the control and data processing unit is additionally configured to generate control pulses of arbitrary duration for each of the radio transmitting and radio receiving modules.
3058 | Systems, apparatus, and methods for using eyewear, or other wearable item, to confirm the identity of an individual | Eyewear, according to various embodiments, comprises at least one biometric sensor that is adapted for taking a biometric reading from the wearer when the wearer is operatively wearing the eyewear and for transmitting the results of the biometric reading to one or more computer processors for use in determining whether the wearer is a particular individual. The one or more processors may be embodied within the eyewear, and the eyewear may also include a wireless communications device for transmitting a signal (e.g., to a remote computing device) that confirms the identity of the wearer as the particular individual. A remote computing device, or other device, or individual, may then, based at least in part on receiving the signal, grant wearer access to a computer program, computing system, and/or a particular physical space. | 1. Eyewear for confirming the identity of a wearer of the eyewear, the eyewear comprising: a frame portion having a first lateral side, a second lateral side, an upper surface and a lower surface, the frame portion comprising: a first lens retaining portion that is adapted to support a first lens adjacent a first eye of the wearer when the wearer is operatively wearing the eyewear; a second lens retaining portion that is adapted to support a second lens adjacent a second eye of the wearer when the wearer is operatively wearing the eyewear; and a first temple that is attached adjacent the frame'ss first lateral side and that is adapted to extend between the first lateral side and an upper portion of a first ear of the wearer when the wearer is operatively wearing the eyewear; at least one biometric sensor that is adapted for: taking a biometric reading from the wearer when the wearer is operatively wearing the eyewear; and transmitting the results of the biometric reading to one or more computer processors for use in determining whether the wearer is a particular individual; and one or more computer processors adapted for: at least partially in response to determining that the wearer is the particular individual, facilitating the transmission of at least one signal to a remote computer indicating that the wearer is the particular individual, wherein the signal enables the wearer to gain access to the remote computer.
3059 | Communication system with partial power source | The system of the present invention includes a conductive element, an electronic component, and a partial power source in the form of dissimilar materials. Upon contact with a conducting fluid, a voltage potential is created and the power source is completed, which activates the system. The electronic component controls the conductance between the dissimilar materials to produce a unique current signature. The system can be used in a variety of different applications, including as components of ingestible identifiers, such as may be found in ingestible event markers, e.g., pharma-informatics enabled pharmaceutical compositions. | 1. A system comprising: a chassis; a control device coupled to the chassis; a first material located on the chassis and electrically coupled to the control device; a second material located on the chassis and electrically coupled to the control device, wherein the second material is physically separated from the first material, and wherein the first material and the second material are configured to generate a first voltage potential difference between the first material and the second material based on a difference in electrochemical potential between the first material and the second material, wherein the first material and the second material are configured to activate and to power the control device based on the difference in electrochemical potential, wherein the first material and the second material are in contact with an electrically conductive fluid; and a third material located on the chassis and electrically coupled to the control device, wherein the third material is physically separated from the first material and the second material, and wherein the first material and the third material are configured to generate a second voltage potential difference between the first material and the third material; wherein the control device is configured to alter the conductance between the first material and the second material to control a magnitude of current flow between the first material and the second material to encode information in the current flow based on the first voltage potential difference and the second voltage potential difference, wherein the current flow containing the encoded information is transmitted through the electrically conductive fluid to a receiver device.
3060 | Inductive rotary joint with secondary safety circuit | An inductive rotating power transfer circuit, preferably for transferring electrical power from the stationary part to the rotating part of a CT scanner comprises an inductive power transformer having a stationary primary side and a rotating secondary side. The secondary side is connected via a rectifier to a filtering capacitor, delivering electrical power to a load. One of the output pins of the filtering capacitor is connected to a secondary ground at the rotating part which is further connected to a stationary protective ground via a galvanic slip ring. In the case of a short circuit between a secondary transformer winding and the secondary ground, the secondary winding is partially short-circuited by one of the rectifier diodes. This causes an asymmetric current load at the primary side and a current flowing through the slip ring. Both currents may be used to detect a failure of the secondary winding. | 1. An inductive power transfer circuit comprising: an inductive rotating coupler that has a primary side and a secondary side; wherein the primary side is rotatably arranged against the secondary side, one of the primary side and the secondary side being a rotating part of said inductive rotating coupler, another of the primary side and the secondary side being a stationary part of said inductive rotating coupler; wherein the primary side includes at least a primary winding and a protective earth having a galvanic contact; wherein the secondary side includes at least a secondary winding; a rectifier connected to the secondary side; and a capacitor connected to the rectifier; wherein the secondary side further having a positive output and a negative output configured to deliver a DC voltage to a load at the secondary side; wherein one of the positive output and the negative output is connected to a secondary ground at the rotating part, which is further coupled via the galvanic contact to the protective earth at the primary side.
3061 | Selective activation of electronic components in medical device | A surgical instrument comprises a body, a transmission assembly, and a switch. The body comprises a control unit and an integral power source. The power source is operable to selectively deliver power to the control unit. The transmission assembly extends distally from the body. The transmission assembly also includes an end effector driven by the control unit. The switch is in communication with the control unit and the power source. The transmission assembly is operable to actuate the switch to enable delivery of power from the power source to the control unit. | 1. A surgical instrument comprising: (a) a body having a distal end portion; (b) a control unit; (c) a power source, wherein the power source is configured to selectively deliver power to the control unit; (d) a shaft assembly extending distally from the distal end portion of the body, wherein the shaft assembly includes a proximal portion insertable into the body; and (e) a switch in communication with the control unit, wherein the switch is in further communication with the power source, wherein the proximal portion of the shaft assembly is configured to actuate the switch thereagainst, wherein the switch is located in the distal end portion of the body and structurally positioned to be adjacent to the proximal portion of the shaft assembly for actuation thereof, wherein the switch is configured to be actuated by rotational movement of the proximal portion of the shaft assembly against the switch within the body to initiate delivery of power from the power source.
3062 | Medical device identifier | A medical device identifier can identify an implanted medical device. In one example arrangement, the medical device identifier sends electromagnetic signals to the implanted device according to one or more stored digitized waveforms. The device then senses any returned electromagnetic signals, and identifies the implanted device based on the returned electromagnetic signals. The medical device identifier may generate the electromagnetic signals from the stored digitized waveforms using an analog-to-digital converter, and may compare the returned electromagnetic signals with one or more stored digital templates corresponding to different device manufacturers. The comparison may be performed using cross correlation. In another aspect, a portal device includes an identification subsystem for identifying the provider of a medical device, and a communication subsystem for establishing two-way communication a call center servicing medical devices from an identified provider. The portal device may relay information between the medical device and the identified provider. | 1. A medical device identifier, comprising: a coil; a computer subsystem comprising a processor and memory, the memory holding instructions executable by the processor and also holding a plurality of digitized waveforms; a digital-to-analog converter coupled to the processor; drive circuitry coupled to the coil and the digital-to-analog converter; and receiver circuitry coupled to the coil and the computer subsystem; wherein the instructions, when executed by the processor, cause the medical device identifier to: sequentially excite the coil, via the digital-to-analog converter and the drive circuitry, to generate electromagnetic waveforms corresponding to one or more of the digitized waveforms; receive and digitize, via the coil and the receiver circuitry, a returned electromagnetic waveform transmitted from a medical device in response to the electromagnetic waveforms generated by the medical device identifier; and identify the medical device based on the digitized returned electromagnetic waveform, wherein the memory further holds a plurality of digital templates corresponding to different medical devices, and wherein the instructions, when executed by the processor, cause the medical device identifier to identify the medical device based on a comparison of the digitized returned electromagnetic waveform with the plurality of digital templates.
3063 | System and method for analysing a surgical operation by endoscopy | The invention concerns an analysis method for a surgical operation via endoscopy performed at an operative site in a volume located inside the body of an animal, characterized in that it comprises the steps consisting of: detecting at least one instrument ( 1; 2; 3 ) present at the operative site, detecting at least one portion of an organ ( 4 ) in the vicinity of the detected instrument ( 1; 2; 3 ), determining the positioning of the detected instrument ( 1; 2; 3 ) relative to the detected organ ( 4 ), so that the detected instrument ( 1; 2; 3 ), the detected portion of organ ( 4 ) and their relative positioning form parameters defining a detected surgical step, selecting, in a database, a conceptual surgical step corresponding to the detected surgical step from to the detected instrument ( 1; 2; 3 ), the detected portion of organ ( 4 ) and their relative positioning, comparing the parameters of the detected surgical step with the parameters defining the selected conceptual surgical step to determine the differences between these parameters, providing information on the quality of the detected surgical step on the basis of the determined differences. | 1. An analysis method for a surgical operation via endoscopy at an operative site in a volume located inside a body, the method comprising: a) selecting the surgical operation to be performed; b) detecting from an image of the operative site at least one instrument present therein, c) detecting from the image of the operative site at least one portion of an organ in the vicinity of the detected instrument, d) determining the positioning of the detected instrument relative to the detected organ, so that the detected instrument, the detected portion of organ, and their relative positioning form parameters defining a detected surgical step, e) selecting in a database a conceptual surgical step corresponding to the detected surgical step of the selected surgical operation from the detected instrument, the detected portion of organ, and their relative positioning, f) comparing the parameters of the detected surgical step with the parameters defining the selected conceptual surgical step to determine the differences between these parameters, g) (i) comparing the parameters of the detected surgical step with the parameters of a step consisting of at least one past performed surgical step derived from at least one same surgical operation as the selected surgical operation performed previously from a different patient, (ii) wherein said at least one past performed surgical step derived from at least one same previous surgical operation from a different patient is stored in a database with the conceptual surgical steps to make a comparison, h) displaying an overlay image on the detected image from an endoscope showing a current position of the detected instrument and the detected organ, to indicate an optimal position of the instrument, i) automatically varying in real time the overlay image based at least on step (g); and j) providing information on the quality of the detected surgical step on the basis of determined differences.
3064 | Electric motor furniture drive | An electric motor furniture drive for a piece of furniture having at least one furniture part. The electric motor furniture drive includes a control unit, at least one adjustment drive, and at least one operating unit configured as a multifunction operating part connected via an adapter device to the control unit. | 1. An electric motor drive for a bed having at least one bed part, the electric motor drive comprising: a control unit; at least one adjustment drive operatively connected to the control unit to adjust the at least one bed part into at least one position in response to at least one command from the control unit; at least one operating unit operatively connected to the control unit, wherein the at least one operating unit is one selected from a group comprising a mobile telephone, a handheld device, a laptop, a device with Bluetooth function, a normal telephone, a smart phone, a personal data assistant, and an electronic organizer, wherein the at least one operating unit issues at least one control signal, wherein the at least one operating unit comprises a multifunction operating part having an operating section and a display section and wherein the at least one operating unit is controllable by a person within a predetermined range of the bed; and an adapter device connected between the at least one operating unit and the control unit, wherein the adapter device receives the at least one control signal from the at least one operating unit, adapts the at least one control signal, and forwards at least one adapted control signal to the control unit, wherein the adapter device comprises at least one converter unit configured to receive the at least one control signal and convert the at least one control signal into at least one converted control signal, wherein the adapter device comprises an interface to connect the at least one operating unit to the at least one converter unit, wherein the adapter device also comprises a level adapter that adapts the at least one control signal before transmission to the control unit to provide leveling control to the at least one adjustment drive, wherein the at least one converter unit is disposed operatively between the interface and the level adapter, wherein the level adapter is disposed operatively between the at least one converter unit and the control unit, wherein the interface is disposed operatively between the at least one operating unit and the at least one converter unit, and wherein the control unit issues the at least one command in response to receipt of the at least one adapted control signal to the at least one adjustment drive.
3065 | Planar waveguide apparatus configured to return light therethrough | A waveguide apparatus includes a planar waveguide and at least one optical diffraction element (DOE) that provides a plurality of optical paths between an exterior and interior of the planar waveguide. A phase profile of the DOE may combine a linear diffraction grating with a circular lens, to shape a wave front and produce beams with desired focus. Waveguide apparati may be assembled to create multiple focal planes. The DOE may have a low diffraction efficiency, and planar waveguides may be transparent when viewed normally, allowing passage of light from an ambient environment (e.g., real world) useful in AR systems. Light may be returned for temporally sequentially passes through the planar waveguide. The DOE(s) may be fixed or may have dynamically adjustable characteristics. An optical coupler system may couple images to the waveguide apparatus from a projector, for instance a biaxially scanning cantilevered optical fiber tip. | 1. A waveguide apparatus, comprising: a planar waveguide having a first end, a second end, a first face, and a second face; a diffractive optical element operatively coupled to the planar waveguide; and first and second reflectors disposed adjacent the respective first and second ends of the planar waveguide, wherein the first and second ends of the planar waveguide are opposed to each other along a length of the planar waveguide, wherein the first and the second faces of the planar waveguide form an at least partially internally reflective optical path along a portion of the length of the planar waveguide, and wherein the diffractive optical element is configured to interrupt the at least partially internally reflective optical paths to provide a plurality of optical paths between an exterior and an interior of the planar waveguide via the first face thereof at respective positions along a portion of the length of the planar waveguide.
3066 | Short-wave infrared super-continuum lasers for detecting counterfeit or illicit drugs and pharmaceutical process control | A measurement system includes a wearable measurement device for measuring one or more physiological parameters, including a light source comprising a plurality of light emitting diodes (LEDs) configured to generate an output optical beam with a near-infrared wavelength between 700 nanometers and 2500 nanometers. The light source is configured to increase signal-to-noise ratio by increasing a light intensity and pulse rate of the LEDs. The system includes a plurality of lenses configured to receive the output optical beam and to deliver an analysis output beam to a sample. The wearable measurement device includes a receiver configured to process the analysis output beam reflected or transmitted from the sample and to generate an output signal that may be transmitted to a remote device configured to process the received output status to generate processed data and to store the processed data. | 1. A measurement system comprising: a light source configured to generate an output optical beam, comprising: one or more semiconductor sources configured to generate an input beam; one or more optical amplifiers configured to receive at least a portion of the input beam and to output an intermediate beam from at least one of the one or more optical amplifiers; and one or more optical fibers configured to receive at least a portion of the intermediate beam and to communicate at least part of the portion of the intermediate beam to a distal end of the one or more optical fibers to form a first optical beam; a nonlinear element configured to receive at least a portion of the first optical beam and to broaden a spectrum associated with the at least a portion of the first optical beam to at least 10 nm through a nonlinear effect in the nonlinear element to form the output optical beam with an output beam broadened spectrum; and wherein at least a portion of the output beam broadened spectrum comprises a near-infrared wavelength between approximately 700 nm and approximately 2500 nm, and wherein at least a portion of the one or more fibers is a fused silica fiber with a core diameter less than approximately 400 microns; a measurement apparatus configured to receive a received portion of the output optical beam and to deliver to a sample an analysis output beam, which is a delivered portion of the output optical beam and wherein the delivered portion of the output optical beam is a spatially coherent beam; a receiver configured to receive and process at least a portion of the analysis output beam reflected or transmitted from the sample having a bandwidth of at least 10 nanometers and to generate an output signal; and a personal device comprising a wireless receiver, a wireless transmitter, a display, a microphone, a speaker, one or more buttons or knobs, a microprocessor and a touch screen, the personal device configured to receive and process at least a portion of the output signal, wherein the personal device is configured to store and display the processed output signal, and wherein at least a portion of the processed output signal is configured to be transmitted over a wireless transmission link.
3067 | Whole-body human-computer interface | A human-computer interface system having an exoskeleton including a plurality of structural members coupled to one another by at least one articulation configured to apply a force to a body segment of a user, the exoskeleton comprising a body-borne portion and a point-of-use portion; the body-borne portion configured to be operatively coupled to the point-of-use portion; and at least one locomotor module including at least one actuator configured to actuate the at least one articulation, the at least one actuator being in operative communication with the exoskeleton. | 1. A human-computer interface system comprising: an exoskeleton including: a plurality of structural members coupled to one another by at least one articulation configured to apply a force to a body segment of a user, the exoskeleton comprising a body-borne portion and a point-of-use portion, the body-borne portion configured to be operatively coupled to the point-of-use portion, at least one locomotor module including at least one actuator configured to actuate the at least one articulation, the at least one actuator being in operative communication with the exoskeleton; and an interface garment including an interface laminate configured to stimulate the user with at least one of applying a pressure to a body segment of the user, and exchanging thermal energy with a body segment of the user; wherein the at least one of said plurality of structural members is coupled to a mechanical ground via a motion simulator configured to provide simulation of at least a portion of one of (a) forces opposing gravity, (b) rotational acceleration and corresponding change in orientation, and (c) linear acceleration.
3068 | System and method for multi-tasking of a medical imaging system | A medical imaging system capable of acquiring medical imaging data of a patient includes a console coupled to the system, the console comprising a computer programmed to enable a first user to perform a first task on the system via the console, and enable a second user to perform a second task simultaneously with the first task via a remote device. | 1. A medical imaging system capable of acquiring medical imaging data of a patient, the system comprising: a console coupled to the system, the console comprising a computer programmed to: enable a first user to perform a first task on the medical imaging system via the console; and enable a second user to perform a second task on the medical imaging system simultaneously with the first task via a remote device; wherein, in enabling the second user to perform the second task on the medical imaging system via the remote device, the computer is programmed to: encrypt data sent to the remote device; and decrypt data received from the remote device; and wherein the computer is programmed such that the console has an overriding command capability to limit functionality of the remote device, and to prevent access of the remote device to the medical imaging system such that the second task cannot be performed.
3069 | Method for controlling security system and electronic device thereof | A first electronic device, a second electronic device and methods for operating the same are provided. The method of the first electronic device includes obtaining wearing status information of a second electronic device which is wearable, and determining a security environment of the first electronic device based on the wearing status information. The method of the second electronic device includes detecting a wearing status of the second electronic device, confirming at least once of a security level and a user profile corresponding to the wearing status, and sending information of the security level or the user profile to a first electronic device. | 1. A method of a first electronic device, the method comprising: obtaining, by a processor of the first electronic device, wearing status information of a second electronic device which is wearable; determining a security environment of the first electronic device, based on the wearing status information; after determining the security environment, detecting a change of the obtained wearing status information or obtaining an indication of no wearing status information; and changing the security environment of the first electronic device in a preset manner and providing a content corresponding to the changed security environment, wherein, when a user puts the second electronic device on and the user is determined to be a preset user, according to the obtained wearing status information, the first electronic device lowers a security level of the security environment.
3070 | Real-time asset location system and method with long-range wireless backhaul | A system and method for transmitting information using first and second wireless communication protocols, including an object having a short range radio frequency signal transmitter for transmitting a signal using the first protocol, the signal including information transmitted from the object; a collector including a signal receiver for receiving the signal transmitted by the short range radio frequency transmitter and further including a collector transmitter that transmits a collector signal using the second protocol via a low power wide area network, the collector signal including the information transmitted from the object; a gateway in wireless communication with the collector via the low power wide area network, the gateway including a gateway receiver for receiving the collector signal; a processing application for processing the information transmitted from the object and creating an information processing outcome; and an end user terminal having an interface for displaying the information processing outcome. | 1. A method of identifying a location of one or more objects to be located in real time, comprising: sending a beacon advertisement message from an object, to be located from among the objects to be located in real time, to a collector via a first wireless communications protocol, the first wireless communications protocol being a short range radio frequency communications protocol, the beacon advertisement message including a unique MAC (Media Access Control) address; processing the beacon advertisement message at the collector, thereby creating a collector processing result; sending the collector processing result from the collector to a gateway via a second wireless communications protocol, the second wireless communications protocol being a low power wide area network communications protocol; relaying the collector processing result from the gateway to one or more upstream components; further processing the collector processing result, thereby determining the unique MAC address corresponds to the object and creating a location identification processing result, the location identification processing result identifying the location of the object; and displaying the location identification processing result on an end user terminal, wherein the gateway is configured to communicate with the one or more upstream components so as to establish selective identification and location determination, by one or more of the upstream components and from among the objects to be located in real time, of the object to be located and which sends the beacon advertisement message that is processed to create the collector processing result.
3071 | Personalized avatar responsive to user physical state and context | Systems and methods are disclosed that facilitate providing guidance to a user during performance of a program or routine using a personalized avatar. In an aspect, a system includes a reception component configured to receive biochemical information about a physiological state or condition of a user, including information identifying a presence or a status of one or more biomarkers. The system further includes an analysis component configured to determine or infer one or more characteristics of the physiological state or condition of the user based on the information identifying the presence or the status of the one or more biomarkers, and a visualization component configured to adapt an appearance of an avatar presented to the user based on the one or more characteristics to reflect the one or more characteristics. | 1. A system comprising: a memory having stored thereon computer executable components; a processor that executes at least the following computer executable components: a reception component configured to receive biochemical information for a user over a period of time, wherein the biochemical information is received from one or more biosensors located on or within the user'ss body, and wherein the biochemical information identifies a presence or a status of one or more biomarkers; an analysis component configured to determine or infer one or more characteristics of a current physiological state or condition of the user over the period of time based on the biochemical information; and a visualization component configured to adapt, over the period of time, an appearance of an avatar rendered in a graphical user interface based on the one or more characteristics to reflect the one or more characteristics, including selecting a color from a plurality of color options based on the one or more characteristics and applying the color to the avatar.
3072 | Measuring cognitive load | A computer implemented method for measuring a person's cognitive load comprises initially receiving 100 stroke data (FIG. 4 , FIG. 5 (a)) representative of hand-based strokes produced by a person 200 while performing a task. A processor 216 selects 104 a subset of the stroke data FIG. 5 (c) that meets one or more predetermined stability criteria. A measure indicative of the person's cognitive load based on the subset of stroke data is determined 106 . In this was the user's cognitive load in an objective, uniform and non-intrusive manner by analyzing the user's writing behavior. An analysis of all of a user's writing strokes will bias the evaluation result. The accuracy of the cognitive load measurement is increased by applying stability criteria to select the best strokes for further analysis. By disregarding unstable strokes the computation costs for determining the user's cognitive load is also improved. | 1. A computer implemented method for changing an output of a computer system based on a determination of a person'ss cognitive load, the method comprising: (a) receiving, at a processor of a computer system from an interactive interface of the computer system, stroke data sensed by the interactive interface, the stroke data comprising data points, each having a time reference and a spatial reference, wherein the stroke data is representative of hand-based strokes produced by a person while performing a task on the computer system via the interactive interface; (b) identifying, by the processor, sets of data points in the stroke data that have adjacent spatial references for each time reference in time series order, each of the sets of data points representing an individual hand-based stroke; (c) determining, by the processor, that one or more of the sets of data points in the stroke data meets one or more predetermined stability criteria by having a variance that is less than a threshold and selecting, by the processor, the one or more of the sets of data points; (d) identifying, by the processor, one or more predetermined stroke features in the selected one or more of the sets of data points and determining, by the processor, a measure indicative of the person'ss cognitive load based on the one or more predetermined stroke features identified in the selected one or more of the sets of data points; and (e) automatically changing an output of the computer system, via the processor, based on the measure indicative of the person'ss cognitive load to alleviate or increase the person'ss cognitive load.
3073 | System and method for motor and cognitive analysis | A cognitive and/or motor skill testing system and method may include a processor that records respective time information for each of multiple positions of a display device that are traced during administration of a test, that determines speed and/or velocity values based on the recorded time information, and that outputs test result information based on the determined values. The test result information may be based on a comparison between a graphed curve of such values to an ideal curve. The positions may correspond to a path between displayed targets whose size and/or distance therebetween depend on past test performance. The system and/or method may output a change expected with a change to therapy parameters for a patient, where the expected change is determined based on changes which occurred in other patients having similar test results and therapy parameters as those of the patient. | 1. A computer-implemented method, comprising: recording, by a processor, respective time information for each of a plurality of positions of a display device that are traced during administration of a test; determining, by the processor, at least one of a plurality of speed values or a plurality of velocity values based on the recorded time information, wherein each value in said determined at least one of the plurality of speed values or the plurality of velocity values represents a rate of change in spatial displacement over time; determining derivatives of the plurality of velocity values; outputting, by the processor, test result information based on said determined at least one of the plurality of speed values or the plurality of velocity values, wherein the test result information is based additionally on the derivatives; and changing, by the processor, stimulation parameters for a programmable implantable stimulator based on said determined at least one of the plurality of speed values or the plurality of velocity values; and directing, by the processor, the changed stimulation parameters to the programmable implantable stimulator to provide deep brain stimulation therapy responsive to said determined at least one of the plurality of speed values or the plurality of velocity values.
3074 | Conformal, wearable, thin microwave antenna for sub-skin and skin surface monitoring | A wearable antenna is operably positioned on a wearer's skin and is operably connected the wearer's tissue. A first antenna matched to the wearer's tissue is operably positioned on the wearer's skin. A second antenna matched to the air is operably positioned on the wearer's skin. Transmission lines connect the first antenna and the second antenna. | 1. An apparatus directly attached to a wearer'ss skin and operably connected to the wearer'ss tissue that receives a signal from an outside source wherein the signal is radiated into the wearer'ss tissue, the wearer'ss sub-skin tissues, and organs and wherein a reflected signal is radiated and picked up by a remote antenna for sub-skin sensing and providing information about the physical state of the wearer'ss sub-skin tissues and organs, wherein the wearer'ss skin is exposed to air, comprising: a flexible and biocompatible substrate directly attached to the wearer'ss skin; co-planer lines on said substrate, a circulator port on said substrate connected to said co-planer lines; a first antenna on said substrate connected to said co-planar lines and said circulator port that receives the signal from the outside source wherein said first antenna directs the signal to said co-planer lines and said circulator port; a second antenna on said substrate connected to said co-planer lines and said circulator port wherein said second antenna receives the signal from said circulator port and wherein said second antenna transmits the signal into the wearer'ss tissue to the wearer'ss sub-skin tissues and organs and wherein the signal produces the reflected signal containing information about the physical state of the wearer'ss sub-skin tissues and organs from the wearer'ss sub-skin tissues and organs; and a third antenna on said substrate connected to said co-planar lines and said circulator port that receives the reflected signal containing information about the physical state of the wearer'ss sub-skin tissues and organs wherein said third antenna radiates the reflected signal into the air wherein it is picked up by the remote antenna.
3075 | Antennas for body-worn wireless electronic devices | A wearable wireless electronic device to be worn on a wrist of a user includes a first conductive antenna element of an antenna that is electrically coupled to an antenna feed of the antenna and a second conductive antenna element of the antenna that is electrically coupled to a ground plane of the antenna. The first conductive antenna element and the second conductive antenna element are configured to be in contact with and/or in close proximity to a wrist of the user that is wearing the wearable first wireless electronic device. | 1. A wearable wireless electronic device, the wearable wireless electronic device comprising: a first conductive antenna element of an antenna that is electrically coupled to an antenna feed of the antenna; and a second conductive antenna element of the antenna that is electrically coupled to a ground plane of the antenna, wherein the first conductive antenna element and the second conductive antenna element are configured to be in direct contact with a body of a user when the wearable wireless electronic device is worn by the user.
3076 | Physical property sensor with active electronic circuit and wireless power and data transmission | Wireless sensors configured to sense, record and transmit data are provided herein. In one aspect, the wireless sensor has a power harvesting unit; a transducing A-to-D converter unit, a microcontroller unit, and a transmitting coil. The power harvesting unit is configured to receive an external energizing magnetic field generated by an external interrogator and store the energy generated thereby. The transducing A-to-D converter unit has a passive electrical transducer configured to respond to variations in a physical property and a converter configured to measure a characteristic value of the passive electrical transducer and provide a digital signal that is indicative of the measured characteristic value. The microcontroller unit is electrically coupled to the power harvesting unit and the transducing A-to-D converter unit and is configured to receive the digital signal from the transducing A-to-D converter unit. The transmitting coil is configured to receive the digital signal and to transmit the digital signal to the external interrogator. Upon receiving a start signal, the transducing A-to-D converter unit charges a current through the passive electrical transducer until a reference voltage is reached and, upon reaching the reference voltage, the microcontroller unit receives the digital signal. | 1. A wireless sensor, comprising: a power harvesting unit configured to receive an external energizing magnetic field generated by an external interrogator and store the energy generated thereby; a transducing A-to-D converter unit comprising a passive electrical transducer configured to respond to variations in a physical property and a converter configured to measure a characteristic value of the passive electrical transducer and provide a digital signal that is indicative of the measured characteristic value; a microcontroller unit electrically coupled to the power harvesting unit and the transducing A-to-D converter unit, wherein the microcontroller unit is configured to receive the digital signal from the transducing A-to-D converter unit; and a transmitting coil configured to receive the digital signal from the microcontroller unit and transmit the digital signal to the external interrogator; wherein, upon receiving a start signal, the transducing A-to-D converter unit charges a current through the passive electrical transducer until a reference voltage is reached and, upon reaching the reference voltage, the microcontroller unit receives the digital signal.
3077 | Sensing temperature within medical devices | Devices, systems, and techniques for monitoring the temperature of a device used to charge a rechargeable power source are disclosed. Implantable medical devices may include a rechargeable power source that can be transcutaneously charged. The temperature of an external charging device and/or an implantable medical device may be monitored to control the temperature exposure to patient tissue. In one example, a temperature sensor may sense a temperature of a portion of a device, wherein the portion is non-thermally coupled to the temperature sensor. A processor may then control charging of the rechargeable power source based on the sensed temperature. | 1. A method comprising: sensing a temperature of a portion of a housing of a medical device by a temperature sensor disposed within the housing of the medical device; and controlling charging of a rechargeable power source based on the sensed temperature; wherein the temperature sensor is configured to sense the temperature of the portion of the housing without being thermally-coupled to the portion of the housing.
3078 | Implantable medical devices and systems having inductive telemetry and recharge on a single coil | Implantable devices and related systems utilize a single coil for both inductive telemetry at one telemetry signal frequency and recharge at another recharge energy frequency. The coil is included in a tank circuit that may have a variable reactance. During telemetry, particularly outside of a recharge period, the reactance may be set so that the tank circuit is tuned to the telemetry frequency. During recharge, the reactance is set so that the tank circuit is tuned to the recharge frequency. Furthermore, the tank circuit may have a Q that is sufficiently small that the tank circuit receives telemetry frequency signals that can be decoded by a receiver while the tank is tuned to the recharge frequency so that telemetry for recharge status purposes may be done during the recharge period without changing the tuning of the tank circuit. | 1. An external recharge device, comprising: a tank circuit tuned to a recharge frequency of recharge energy; a receiver with at least one input electrically connected to a node of the tank circuit, the receiver being configured to receive from the tank circuit incoming telemetry signals at a telemetry frequency; a driver circuit electrically connected to a node of the tank circuit; and a controller in electrical communication with the driver circuit, the controller causing the driver circuit to drive the tank circuit at the recharge frequency when sending recharge energy and to drive the tank circuit at a telemetry frequency when sending outbound telemetry signals.
3079 | System and method for transferring power to intrabody instruments | A system and method for transferring power includes a power transmitting unit for transmitting power and a power receiving unit for receiving power from the power transmitting unit. The power transmitting unit may be positioned outside a human body and the power receiving unit is located on an intrabody instrument adapted to be movable from the outside of the human body to inside the human body. The intrabody instrument may be a medical instrument connected to or incorporated within a robotic arm. The power transmitting unit may wirelessly transfer power to the power receiving unit in a continuous, non-interrupted manner. | 1. A system for transferring power, the system comprising: a power transmitting unit for transmitting power and being located outside a human body; and an intrabody instrument positionable within the human body, the intrabody instrument including a power receiving unit for receiving power from the power transmitting unit; wherein the intrabody instrument is operably coupled in a wireless manner to another intrabody instrument positionable within the human body such that the intrabody instruments electrically communicate with each other.
3080 | Automatic distress alarming method and its system | An automatic distress alarming method includes that: A. a distress alarm automatically sends out a sound and light alarming signal; B. the distress alarm automatically sends a distress signal and a GPS signal to a mobile phone; C. the distress alarm sends out the distress signal and the GPS signal by a manual operation; D. a disconnected distress alarm sends out the distress signal and the GPS signal. And its system includes a microprocessor U 1 , a driving chip U 2 , a wireless transmitting module U 3 , a switching circuit of an angular rate sensor, a GPS circuit, a storage device, a reset button, a manual operation alarming switch, a manual operation communicating switch and a disconnecting alarming button. | 1. An automatic distress alarming method comprises providing a distress alarm which is capable of automatically sending out a sound and light alarming signal for rescue when a person'ss body is in a danger condition, wherein the distress alarm is capable of sending a distress signal to a mobile phone which dials phone numbers and sends out the distress signal thereafter, A: wherein a method for the distress alarm automatically to send out the sound and light alarming signal comprises: connecting a micro controller unit (MCU) circuit of a microprocessor by a switching circuit of the angular rate sensor, when the distress alarm loses balance to a certain speed, wherein the micro controller unit (MCU) circuit starts timing; a light emitting diode (LED) circuit drives an LED light to flash, and after 10 seconds, the buzzer sounds and an alarming circuit turns on an alarming light; B: wherein a method for the distress alarm automatically to send out the distress alarming signal and a GPS signal to the mobile phone comprises: connecting a micro controller unit (MCU) circuit of a microprocessor by a switching circuit of the angular rate sensor, when the distress alarm loses balance to a certain speed, wherein the micro controller unit (MCU) circuit starts the step of timing, a light emitting diode (LED) circuit drives an LED light to flash, and after 10 seconds, the buzzer sounds and the alarming circuit turns on the alarming light, continually timing, wherein the MCU circuit extracts mobile phone numbers that receive the distress signal after 10 seconds; and drives a wireless transmitting circuit to send a distress signal to a mobile phone that receives the distress signal; at the same time, a GPS circuit sends informations of the alarming position through a wireless transmitting circuit to the mobile phone that receives the distress signal; and automatically dialing pre-stored phone numbers to seek for rescue, after receiving the distress signal and the GPS signal, by the mobile phone; C: wherein a method for the distress alarm to send the distress signal and the GPS signal comprises: pressing a manual operation alarming button of the distress alarm; wherein a buzzer sounds immediately; simultaneously the alarming light flashes and sends the distress alarming signal and the GPS signal to the mobile phone that receives the distress signal; and automatically dialing the pre-stored phone numbers to seek for rescue, after the mobile phone receiving the distress signal and the GPS signal; and D: wherein a method for the distress alarm to send the distress signal and the GPS signal wirelessly comprises: opening a normally closed switch under an external force in an unexpected situation; wherein the buzzer sounds immediately; simultaneously the alarming light flashes and automatically sends the distress signal and the GPS signal to the mobile phone that receives the distress signal; and, automatically dialing the pre-stored phone numbers to seek for rescue, after the mobile phone for receiving the distress signal receives the distress signal and the GPS signal.
3081 | Wireless portable activity-monitoring device syncing | A notification signal, intended to be received by a wireless communication device, is repetitively broadcast by a portable activity-monitoring device that generates user-activity data corresponding to activity of an individual bearing the portable activity-monitoring device. The notification signal conveys information that identifies the portable activity-monitoring device and indicates whether or not the portable activity-monitoring device seeks establishment of a wireless communication link to enable transmission of the user-activity data to the wireless communication device. | 1. An activity monitoring device comprising: a housing; one or more components disposed in the housing, the one or more components including one or more sensors configured to capture activity monitoring data; a memory device for storing the activity monitoring data; a wireless communications circuit; and a processor coupled to the wireless communications circuit, the memory device, and the one or more components, the processor configured to: access, from the memory device, information identifying a first state of a first component of the one or more components; determine whether the first state identified by the accessed information satisfies a threshold condition for synchronizing the activity monitoring data; and in response to a determination that the first state satisfies a threshold condition for synchronizing the activity monitoring data, initiate synchronizing of the activity monitoring data with a computing device, the synchronizing causing sending of the activity monitoring data from the memory device to the computing device via the wireless communications circuit.
3082 | Method for transmitting data, method for receiving data, and device | The present invention provides a method for transmitting data, a method for receiving data and a device. The transmitting method includes: transmitting, by an STA, characterizing information to an AP, the characterizing information is used to characterize a maximum transmission delay allowed by uplink data to be transmitted by the STA; receiving, by the STA, transmission time that is specified for the STA and returned by the AP within the maximum transmission delay allowed by the uplink data to be transmitted by the STA, wherein the transmission time is within a range of the maximum transmission delay allowed by the uplink data to be transmitted by the STA; and transmitting, by the STA, the uplink data to the AP within the transmission time. Technical solutions of the present invention solve a problem of data transmission in an emergency application scenario, and guarantee requirements placed by emergency data upon transmission delay. | 1. A method for transmitting data, the method comprising: transmitting, by a station (STA) to a radio access point (AP), characterizing information, including an emergency identifier that identifies uplink data to be transmitted by the STA as emergency data, used to characterize a maximum transmission delay allowed for uplink data to be transmitted by the STA; receiving, by the STA, transmission time specified for the STA and returned by the AP within the maximum transmission delay allowed for the uplink data to be transmitted by the STA, wherein the transmission time is within a range of the maximum transmission delay allowed for the uplink data to be transmitted by the STA; and transmitting, by the STA, the uplink data to the AP within the transmission time.
3083 | Hand-held medical-data capture-device having optical detection of vital signs from multiple filters and interoperation with electronic medical record systems through a static internet protocol address | In one implementation, an apparatus estimates body core temperature from an infrared measurement of an external source point using a cubic relationship between the body core temperature and the measurement of an external source point is described, estimates temperature from a digital infrared sensor and determines vital signs from a solid-state image transducer, or determines vital signs from a solid-state image transducer and estimates body core temperature from an infrared measurement of an external source point using a cubic relationship between the body core temperature and the measurement of an external source point; after which the estimated and/or determined information is transmitted to an external database. | 1. An apparatus of variation amplification to communicate biological vital signs, the apparatus comprising: a microprocessor that is programmed to execute: a cropper that is operable to receive at least two images and that is operable to crop each of the images to exclude a border area of the images, generating at least two cropped images; a skin-pixel-identifier that is operably coupled to the cropper and that identifies pixel values that are representative of skin in the at least two cropped images, generating identified skin pixels; a spatial bandpass filter that is operably coupled to the skin-pixel-identifier and that processes the identified skin pixels, generating spatial bandpassed filtered identified pixel values of skin; a regional facial clusterial module that is operably coupled to the spatial bandpass filter and that applies spatial clustering to the spatial bandpassed filtered identified pixel values of skin, generating spatial clustered spatial bandpassed filtered identified pixel values of skin; a temporal bandpass filter that is operably coupled to the regional facial clusterial module and that is applied to the spatial clustered spatial bandpassed filtered identified pixel values of skin, generating temporal bandpass filtered spatial clustered spatial bandpass filtered identified pixel values of skin; a temporal-variation identifier that is operably coupled to the temporal bandpass filter and that identifies a temporal variation of the temporal bandpass filtered spatial clustered spatial bandpass filtered identified pixel values of skin, generating temporal-variation identified temporal bandpass filtered spatial clustered spatial bandpass filtered identified pixel values of skin; a vital-sign generator that is operably coupled to the temporal-variation identifier that generates at least one vital sign from the temporal-variation identified temporal bandpass filtered spatial clustered spatial bandpass filtered identified pixel values of skin; and a display device that is operably coupled to the vital-sign generator that is operable to display the at least one vital sign; and a wireless communication subsystem that is operably coupled to the microprocessor and that is operable to transmit a representation of the at least one vital sign, wherein the wireless communication subsystem transmits to a static Internet Protocol address in order to reduce Internet Protocol discovery burden on the apparatus.
3084 | Hand-held medical-data capture-device having detection of body core temperature by a microprocessor from a digital infrared sensor having only digital readout ports and having variation amplification and having interoperation with electronic medical record systems | In one implementation, an apparatus estimates body core temperature from an infrared measurement of an external source point using a cubic relationship between the body core temperature and the measurement of an external source point is described, estimates temperature from a digital infrared sensor and determines vital signs from a solid-state image transducer, or determines vital signs from a solid-state image transducer and estimates body core temperature from an infrared measurement of an external source point using a cubic relationship between the body core temperature and the measurement of an external source point; after which the estimated and/or determined information is transmitted to an external database. | 1. A device to measure a temperature and a vital sign, the device comprising: a microprocessor; a battery operably coupled to the microprocessor; a camera operably coupled to the microprocessor and providing at least two images to the microprocessor; a digital infrared sensor operably coupled to the microprocessor, the digital infrared sensor having only digital readout ports, the digital infrared sensor having no analog sensor readout ports; and a wireless communication subsystem that is operably coupled to the microprocessor and that is operable to transmit a representation of the temperature and the vital sign, wherein the wireless communication subsystem is configured to operate on a specific segment of a network, wherein the microprocessor is operable to receive from the digital readout ports a digital signal that is representative of an infrared signal detected by the digital infrared sensor and the microprocessor is operable to determine the temperature from the digital signal that is representative of the infrared signal and the microprocessor including a cropper that is operable to receive the at least two images and operable to crop the at least two images to exclude a border area of the at least two images, generating at least two cropped images, the microprocessor also including a temporal-variation-amplifier of the at least two cropped images that is operable to generate a temporal variation of the at least to cropped images, the microprocessor also including a vital-sign generator that is operably coupled to the temporal-variation-amplifier that is operable to generate at least one vital sign from the temporal variation.
3085 | System and method for sensorized user interface | A system and method for is provided for operation of an orthopedic system. The system includes a load sensor for converting an applied pressure associated with a force load on an anatomical joint, and an inertial sensing device configured to measure alignment. The inertial sensing device provides alignment measurement data to measure alignment. An ultrasonic transducer, MEMs microphone, electromagnets, optical elements, metallic objects or other transducers can be configured to convert or convey a physical movement to an electrical signal and support measurement of muscular-skeletal alignment. The load sensor can be used to measure load magnitude and position of load of an applied load by the muscular-skeletal system. | 1. A medical system for generating quantitative measurements on the muscular-skeletal system, comprising: a load sensing device configured to couple to the muscular-skeletal system to measure a load magnitude and a position of load applied thereto; an inertial sensing device configured to measure muscular-skeletal alignment; and a remote system having a display configured to wirelessly couple to the inertial sensing device and the load sensing device wherein the remote system is configured to receive quantitative measurement data from the load sensing device and the inertial sensing device and where the remote system is configured to display load magnitude, position of load, and alignment data.
3086 | Biometric sensors assembly for a hard hat | A biometric sensor assembly measures biometric data of a wearer of a hardhat. The biometric sensor assembly includes a suspension harness to be removably secured to the hardhat. A biometric sensor is attached to the suspension harness in a way that allows direct or indirect contact with the wearer to enable measurement of the biometric data. The biometric sensor assembly also includes an electrical connection of the biometric sensor and the hardhat for data and power transmission. | 1. A biometric sensor assembly for measuring biometric data of a wearer of a hardhat, said biometric sensor assembly comprising: a suspension harness to be removably secured to the hardhat; a conductive pad removably secured to said suspension harness; a plurality of biometric sensors attached to said conductive pad in a way that allows direct or indirect contact with the wearer to enable measurement of the biometric data; and an electrical connection of said plurality of biometric sensors and the hardhat for data and power transmission.
3087 | X-ray computer tomographic apparatus and scan plan setting supporting apparatus | In an X-ray computer tomographic apparatus according to an embodiment, an image processing unit generates a projection image and a sectional image based on projection data generated from output of an X-ray detector. When at least one end of a scan range of second scan is set on part of a projection image generated based on projection data acquired through first scan by the image processing unit, a scan plan processing unit displays a sectional image corresponding to at least one end of the scan range among sectional images generated based on projection data acquired through the first scan by the image processing unit. | 1. An X-ray computer tomographic apparatus comprising: an X-ray tube; a high-voltage generator configured to generate a tube voltage to be applied to the X-ray tube; an X-ray detector configured to detect X-rays emitted by the X-ray tube and having passed through a subject; a rotational frame configured to support the X-ray tube rotatably around the subject; and processing circuitry configured to control the high-voltage generator and the rotational frame in order to perform first scan and second scan on the subject, generate a projection image and a sectional image based on projection data generated from output of the X-ray detector, and when at least one end of a scan range of the second scan is set on part of a projection image generated based on projection data acquired through the first scan, display a sectional image corresponding to at least one end of the scan range among sectional images generated based on the projection data acquired through the first scan.
3088 | Patient-matched apparatus and methods for performing surgical procedures | A system and method for developing customized apparatus for use in one or more surgical procedures is disclosed. The system and method incorporates a patient's unique anatomical features or morphology, which may be derived from capturing MRI data or CT data, to fabricate at least one custom apparatus. According to a preferred embodiment, the customized apparatus comprises a plurality of complementary surfaces based on a plurality of data points from the MRI or CT data. Thus, each apparatus may be matched in duplicate and oriented around the patient's own anatomy, and may further provide any desired axial alignments or insertional trajectories. In an alternate embodiment, the apparatus may further be aligned and/or matched with at least one other apparatus used during the surgical procedure. | 1. A patient-specific guide for use in a surgical procedure, comprising: a medial body having a proximal portion and a distal portion; a first cannula and a second cannula, each of the cannulae with proximal and distal portions, at least one of the first cannula and the second cannula further comprising a bore oriented in a direction determined from the anatomical features of a patient, the bore adapted to guide an instrument or a fixation device in a cortical bone trajectory; and a surface of one or more of the medial body, the first cannula, and the second cannula including patient-specific contours determined from the patient'ss anatomy and configured to contact and substantially conform to at least a first subcutaneous anatomic feature of a vertebra of the patient.
3089 | System and method for joint testing | The present invention relates to joint simulators, and in particular, to methods and systems for controlling joint simulators by using a haptic mapping technique. A joint simulator is used to closely approximate the conditions within the body, particularly with respect to human and animal joints, and can be used to test and evaluate prosthetics for use in various parts of a human or animal body. The haptic mapping technique improves the rate of convergence of the actual testing forces to the prescribed forces during repetitive performance and life testing. The method is used in conjunction with an impedance-mode servo controller. | 1. A system for a joint testing comprising: a simulator stage comprising first and second mounts configured to support first and second elements of a prosthetic joint device, respectively, a drive system configured to apply testing forces and displacements to the first and second elements of the prosthetic joint device; a force sensor configured to measure forces applied to the first and second elements of the prosthetic joint device; a displacement sensor configured to measure displacements applied to the first and second elements of the prosthetic joint device; a digital control system configured to control the drive system in response to inputs from a test waveform, the force sensor and the displacement sensor, so that the applied testing forces and displacements on the first and second elements of the prosthetic joint device are close to prescribed testing forces and displacements, respectively; and wherein the digital control system comprises an impedance control topology, a waveform compensation system and an iterative learning control system (ILC) comprising a haptic mapping application.
3090 | Method of manufacturing a flexible circuit electrode array with at least one tack opening | The present invention provides a flexible circuit electrode array adapted for neural stimulation, comprising: a polymer base layer; metal traces deposited on the polymer base layer, including electrodes suitable to stimulate neural tissue; a polymer top layer deposited on the polymer base layer and the metal traces at least one tack opening. The present invention provides further a method of making a flexible circuit electrode array comprising depositing a polymer base layer; depositing metal on the polymer base layer; patterning the metal to form metal traces; depositing a polymer top layer on the polymer base layer and the metal traces; and preparing at least one tack opening. | 1. A method of making a flexible circuit electrode array comprising: depositing a polymer base layer, hard enough to support metal traces; depositing metal on said polymer base layer; patterning said metal to form metal traces and metal electrodes; depositing a polymer top layer on said polymer base layer and said metal traces preparing openings in said polymer top layer to expose said electrodes; depositing a soft polymer layer, softer than said polymer base layer, over said polymer top layer including covering at least a portion of its edges, the soft polymer layer being a part of the final device and suitable to protect neural tissue from the flexible circuit; preparing at least one first tack opening through said polymer base layer and said polymer top layer near said electrodes suitable for attaching said flexible circuit electrode array to a retina; and forming a membrane of polymer softer than said polymer base layer around the first tack opening, and forming a second tack opening within, and smaller than, said first tack opening, through the membrane of polymer, the softer polymer reducing stress transmitted from a tack to the flexible circuit electrode array.
3091 | User interfaces of a hearing device | Methods, systems, and devices for dynamically adjusting a user interface provided by an external unit of a hearing device. In an example method, the external unit determines whether a state of the external unit is one of (i) a coupled state when the external unit and the stimulation unit are coupled or (ii) a decoupled state when the external and the stimulation unit are decoupled. The external unit then provides one of (i) a first user interface when the determined state is the coupled state or (ii) a second user interface when the determined state is the decoupled state. The second user interface provides access to a greater number of functions of the hearing device than first user interface provides. | 1. A method comprising: determining whether a state of an external unit of a hearing device is one of (i) a coupled state when the external unit and a stimulation unit of the hearing device are coupled or (ii) a decoupled state when the external unit and the stimulation unit are decoupled; and providing by the external unit one of (i) a first user interface when the determined state is the coupled state or (ii) a second user interface when the determined state is the decoupled state, wherein the second user interface provides access to a greater number of functions of the hearing device than first user interface provides.
3092 | Feedthrough assembly for an implantable medical device | Processes for manufacture and assembly of implantable medical devices are described. In particular, techniques are provided for nondestructive electrical isolation assessment of feedthrough assemblies of the implantable medical devices. The feedthrough assemblies may include an insulating structure, a plurality of terminal pins extending through the insulator and a ferrule having an inner lumen into which the insulating structure is disposed. One or more insulating seals may be disposed at the interface of the ferrule-to-insulating structure and/or the terminal pin-to-insulating structure. The electrical isolation assessments may be based on the dielectric properties of the components of the feedthrough assemblies, such as the insulating structure. | 1. A method of manufacturing a feedthrough assembly, comprising: providing an insulating structure having a top portion, a bottom portion and at least one aperture extending from the top portion to the bottom portion, the aperture having a first diameter; providing a ferrule having an outer surface, the ferrule defining an inner lumen surface; disposing the insulating structure within the inner lumen surface to fixedly secure the insulating structure to the ferrule; inserting a terminal pin into the aperture, the terminal pin having a diameter sized to correspond to the first diameter; performing an electrical isolation evaluation of the insulating structure, wherein the evaluation comprises applying a pulse signal between the terminal and the ferrule at one of the top portion and the bottom portion using a first electrode and a second electrode, wherein the first electrode is engaged with a surface along the top portion and the second electrode is engaged with a surface along the bottom portion; monitoring for occurrence of electrical conduction in response to the application of the pulse signal, wherein the presence of conduction provides an indication of a foreign material disposed on the insulating structure; measuring a first electrical parameter through the two electrodes responsive to the applied pulse signal; comparing the first electrical parameter to criteria for detecting foreign material; detecting foreign material on one of the top portion and the bottom portion in response to the first electrical parameter meeting the criteria for detecting foreign material; moving at least one of the two electrodes to a different location along the one of the top portion and the bottom portion; applying a next pulse signal using the two electrodes; and measuring a second electrical parameter in response to the next pulse signal; wherein comparing the first electrical parameter to criteria for detecting foreign material comprises comparing the first electrical parameter to the second electrical parameter to determine a variation in the first electrical parameter and the second electrical parameter and comparing the variation to a threshold, and wherein detecting the foreign material on the one of the top portion and the bottom portion comprises detecting the foreign material when the variation is greater than the threshold.
3093 | Multi-primary transformer charging circuits for implantable medical devices | An implantable medical device includes a low-power circuit and a multi-cell power source. The cells of the power source are coupled to a transformer in a parallel configuration. The transformer includes multiple secondary windings and each of the windings is coupled to a capacitor that stores energy for delivery of a therapy to a patient. In accordance with embodiments of this disclosure, the low power circuit is configured to control simultaneous delivery of energy from each of the cells to a plurality of capacitors through the transformer. | 1. An implantable medical device, comprising: a transformer having: a magnetic core; a plurality of primary windings wound around the core comprising at least a first primary winding and a second primary winding; and a plurality of secondary windings wound around the core and magnetically coupled to the primary windings; a power source having at least a first cell and a second cell, the first cell being coupled to the first primary winding defining a first current path between the first cell and the transformer and the second cell being coupled to the second primary winding defining a second current path between the second cell and the transformer; a first switching element coupled along the first current path; a second switching element coupled along the second current path; a plurality of capacitors coupled in a series configuration, wherein each of the plurality of capacitors is coupled to a single winding of the plurality of secondary windings; and a low power circuit coupled to the power source for controlling the delivery of charge from the power source to the plurality of capacitors through the transformer.
3094 | Fitness activity monitoring systems and methods | Apparatus, systems, and methods for tracking the location of an individual during a fitness activity are disclosed. A method of tracking a participant engaged in a fitness activity includes determining a location of the participant during the fitness activity based on data received at a portable fitness device used by the participant; determining a location of a spectator during the fitness activity based on data received at a mobile spectator device used by the spectator; from a server, sending an alert to a spectator at a spectator device during the fitness activity indicating that the participant is within a predetermined distance of the spectator; and sending an alert to the portable fitness device during the fitness activity indicating that the spectator is within a predetermined distance of the participant. | 1. A method of tracking a pre-identified participant engaged in a fitness activity who is pre-identified by a spectator, comprising: determining a location of the pre-identified participant during the fitness activity based on data received at a portable fitness device used by the pre-identified participant; determining a location of the spectator during the fitness activity based on data received at a mobile spectator device used by the spectator; determining whether the spectator is registered to track the pre-identified participant; and if the spectator is registered to track the pre-identified participant, sending a first alert to the spectator at the spectator device during the fitness activity based on the spectator location and the pre-identified participant location, wherein the first alert indicates that the pre-identified participant is within a first predetermined distance of the spectator, wherein at least one of determining the location of the pre-identified participant, determining the location of the spectator, determining whether the spectator is registered to track the pre-identified participant, and sending the first alert is performed using at least one processor.
3095 | Personal items network, and associated methods | A personal items network, comprising a plurality of items, each item having a wireless communications port for coupling in network with every other item, each item having a processor for determining if any other item in the network is no longer linked to the item, each item having an indicator for informing a user that an item has left the network, wherein a user may locate lost items. A method for locating lost personal items, comprising: linking at least two personal items together on a network; and depositing one or both of time and location information in an unlost item when one of the items is lost out of network. | 1. An electronic device comprising: a network component for detecting when a distance between the electronic device and a first other electronic device of a plurality of other electronic devices satisfies a distance requirement; and a location component for detecting the location of the electronic device when the network component detects that the distance satisfies the distance requirement, wherein: one of the following is true: the network component is operative to communicate network information comprising the detected location of the electronic device and identification of the first other electronic device to a second other electronic device of the plurality of other electronic devices when the network component detects that the distance satisfies the distance requirement; and the electronic device further comprises a user interface operative to communicate user interface information comprising the detected location of the electronic device and identification of the first other electronic device to a user of the electronic device via the user interface of the electronic device when the network component detects that the distance satisfies the distance requirement.
3096 | System and method for medicament storage, dispensing, and administration | Various exemplary embodiments relate to a method, device, and non-transitory machine-readable storage medium encoded with instructions for execution by a user device, the medium comprising: instructions for displaying an indication of an incoming request to establish a communication session with a patient operating a medication dispenser; instructions for establishing a two-way communication session with the patient via the medication dispenser based on a physician user of the user device approving the incoming request; instructions for displaying a dispense user interface (UI) element during the two-way communication session; instructions for receiving a selection of the dispense UI element from the physician user; and instructions for transmitting, based on the selection, a command for the medication dispenser to dispense a medication to the patient. | 1. A non-transitory machine-readable storage medium encoded with instructions for execution by a user device, the medium comprising: instructions for displaying an indication of an incoming request to establish a communication session with a patient operating a medication dispenser; instructions for establishing a two-way communication session with the patient via the medication dispenser based on a physician user of the user device approving the incoming request; instructions for displaying a dispense user interface (UI) element during the two-way communication session; instructions for receiving a selection of the dispense UI element from the physician user; and instructions for transmitting, based on the selection, a command for the medication dispenser to dispense a medication to the patient.
3097 | Radiation source and lithographic apparatus | A radiation source includes a nozzle configured to direct a stream of fuel droplets along a droplet path towards a plasma formation location, and is configured to receive a gaussian radiation beam having gaussian intensity distribution, having a predetermined wavelength and propagating along a predetermined trajectory, and further configured to focus the radiation beam on a fuel droplet at the plasma formation location. The radiation source includes a phase plate structure including one or more phase plates. The phase plate structure has a first zone and a second zone. The zones are arranged such that radiation having the predetermined wavelength passing through the first zone and radiation having the predetermined wavelength passing through the second zone propagate along respective optical paths having different optical path lengths. A difference between the optical path lengths is an odd number of times half the predetermined wavelength. | 1. A radiation source comprising: a nozzle configured to direct a stream of fuel droplets along a droplet path towards a plasma formation location; the radiation source being configured to receive a gaussian radiation beam having gaussian intensity distribution, having a predetermined wavelength and propagating along a predetermined trajectory, the radiation source further being configured to focus the radiation beam on a fuel droplet at the plasma formation location; a phase plate structure comprising one or more phase plates, the phase plate structure having a first zone and a second zone, the zones being arranged such that radiation having the predetermined wavelength passing through the first zone and radiation having the predetermined wavelength passing through the second zone propagate along respective optical paths having different optical path lengths, wherein a difference between the optical path lengths between the radiation passing through the first zone and the radiation passing through the second zone is an odd number multiplied by the value of half the predetermined wavelength when the radiation passing through the first zone and the radiation passing through the second zone hit one of the fuel droplets at the plasma formation location.
3098 | Enabling continuous or instantaneous identity recognition of a large group of people based on physiological biometric signals obtained from members of a small group of people | The present invention is a biometric security system and method operable to authenticate one or more individuals using physiological signals. The method and system may comprise one of the following modes: instantaneous identity recognition (MR); or continuous identity recognition (CIR). The present invention may include a methodology and framework for biometric recognition using physiological signals and may utilize a machine learning utility. The machine learning utility may be presented and adapted to the needs of different application environments which constitute different application frameworks. The present invention may further incorporate a method and system for continuous authentication using physiological signals and a means of estimating relevant parameters. | 1. A biometric security system operable to authenticate one or more individuals, said system characterized in that it comprises: a) a device operable to obtain one or more physiological signals of each of the one or more individuals, wherein the one or more individuals are initially enrolled in the biometric security system and the one or more individuals are members of a small scale frame work of individuals that were previously identified before the device is employed to currently obtain the one or more physiological signals; b) a machine learning utility connected to the device, said machine learning utility being operable to biometrically process the one or more physiological signals to determine a variability of physiological signals for a larger population of the one or more individuals based on the one or more physiological signals obtained from the individual members of the small scale frame work, and to identify or verify the identity of each of the one or more individuals, wherein the machine learning utility is trained with recordings of one or more older physiological signals that were previously obtained from the previously identified individuals that are members of the small scale frame work and the larger population of the one or more individuals; and c) one or more databases connected to the machine learning utility operable to store one or more biometrically processed physiological signals.
3099 | Visual and touch interaction display | A sensory display for experiencing rigidity and local shape in the display is provided. Rigidity and local shape of cells in an array of cells forming the display is controlled by three independent and different control mechanisms. Cell rigidity controllers control the rigidity of the cells. A shape array controller controls the shape of the array of cells. Cell pinning controllers controls the height of the cells. A computer control interface could control the respective control functionalities of each of the controllers. The display experience could be further enhanced with audio, images or video. | 1. A display for experiencing visual and touch interaction, comprising: (a) an array of cells, wherein each of the cells has a flexible membrane filled with a granular material, a fluid or a combination thereof, and wherein each of the cells is independently connected to a cell rigidity controller to control the rigidity of the cell independently of the other cell rigidity controllers; (b) a chamber located underneath the array of cells, wherein the chamber is connected to a shape array controller to control the overall shape of the array of cells independently of the cell rigidity controllers controlling the rigidity of the cells; and (c) each of the cells independently connected to a cell pinning controller to control the height of the cell independently of the other cell pinning controllers, independently of the cell rigidity controller to control the rigidity of the cell, and independently of the shape array controller to control the overall shape of the array of cells.
3100 | Somatosensory feedback wearable object | Disclosed are systems, computer-readable mediums, and methods for receiving, from a sensor array, three-dimensional sensory data associated with an environment of a person. The three-dimensional sensory data is converted into a two-dimensional representation. An obstacle is located within the environment based upon the sensory data. The obstacle is mapped onto the two-dimensional representation and the two-dimensional representation is mapped onto a plurality of actuators within a vibrotactile interface. One or more of a plurality of actuators are controlled based upon the mapping of the two-dimensional representation onto the plurality of actuators to provide tactile input to the person that represents a location of the obstacle. | 1. A somatosensory feedback system comprising: a wearable object having a sensor array configured to collect three-dimensional sensory data associated with an environment of a person; the wearable object having a vibrotactile interface comprising a front two-dimensional vibrotactile interface, a back two-dimensional vibrotactile interface, a first side two-dimensional vibrotactile interface, and a second side two-dimensional vibrotactile interface, each of which comprises a plurality of actuators as a two-dimensional environmental representation; and one or more electronic processors configured to: convert the three-dimensional sensory data into a two-dimensional representation; locate an obstacle within the environment based upon the sensory data; map the obstacle onto the two-dimensional representation; map the two-dimensional representation onto the two dimensional environmental representation of the vibrotactile interface selected from the group of the front two-dimensional vibrotactile interface, the back two-dimensional vibrotactile interface, the first side two-dimensional vibrotactile interface, and the second side two-dimensional vibrotactile interface; and control one or more of the plurality of actuators based upon the mapping of the two-dimensional representation onto the plurality of actuators to provide tactile input to the person that represents a location of the obstacle.
3101 | Laser unit and extreme ultraviolet light generating system | There is provided a laser unit that may include a master oscillator, a laser amplifier, and an adjuster. The master oscillator may be configured to output a laser light beam. The laser amplifier may be disposed in a light path of the laser light beam outputted from the master oscillator. The adjuster may be disposed in the light path of the laser light beam, and may be configured to adjust a beam cross-sectional shape of the laser light beam amplified by the laser amplifier to be a substantially circular shape. The beam cross-sectional shape may be at a beam waist of the laser light beam or in the vicinity of the beam waist of the laser light beam, and may be in a plane orthogonal to a light path axis. | 1. A laser unit, comprising: a master oscillator configured to output a laser light beam; a laser amplifier disposed in a light path of the laser light beam outputted from the master oscillator; an adjuster disposed in the light path of the laser light beam, and configured to adjust a beam cross-sectional shape of the laser light beam amplified by the laser amplifier to be a substantially circular shape, the beam cross-sectional shape being at a beam waist of the laser light beam or in the vicinity of the beam waist of the laser light beam, and being in a plane orthogonal to a light path axis; a detecting section disposed at a downstream of the adjuster in the light path of the laser light beam, and configured to detect the beam cross-sectional shape at the beam waist or in the vicinity of the beam waist; and a controller configured to control the adjuster, based on a result of the detection by the detecting section, wherein the adjuster includes a movable optical member and a rotary mechanism, the movable optical member being configured to vary a beam diameter of the laser light beam in one direction that is orthogonal to the light path axis, the rotary mechanism being configured to rotate the movable optical member around the light path axis of the laser light beam, the controller measures, based on the result of the detection by the detecting section, a first direction in which the beam diameter is maximized in the plane orthogonal to the light path axis and a second direction in which the beam diameter is minimized in the plane orthogonal to the light path axis, and the controller controls the rotary mechanism to allow the direction in which the beam diameter of the laser light beam is varied by the adjuster to be substantially the same as one of the first direction and the second direction.
3102 | Multimode Fabry-Perot fiber laser | A multimode ("MM") fiber oscillator is configured with MM active fiber doped with light emitters, a pair of MM passive fibers spliced to respective opposite ends of the MM active fiber, and a plurality of MM fiber Bragg gratings ("FBG") written in respective cores of the MM passive fibers to provide a resonant cavity. The passive and active fibers are configured with respective cores which are dimensioned with respective diameters matching one another and substantially identical numerical apertures. | 1. An CW or QCW multimode (&quot;MM&quot;) Fabri-Perot all fiber oscillator comprising: a MM active fiber provided with a monolithic core which is doped with light emitters; two MM passive fibers spliced to respective opposite ends of the MM active fiber; and MM fiber Bragg gratings (&quot;FBG&quot;) written in respective cores of the MM passive fibers and defining a resonant cavity therebetween, wherein the laser is configured to output light emitted at a desired wavelength and having a narrow linewidth which varies between 0.02 and 10 nm.
3103 | Method for generating free electrons and free-electron laser system using the interaction with a laser undulator | The disclosure relates to a free-electron laser system and a method for generating a packet of relativistic electrons capable of propagating in a first propagation direction (Oz), and a device for generating an undulator beam capable of interacting with the packet of relativistic electrons. In the system, the undulator beam results from combining, at an interaction area through which the propagation direction (Oz) of the packet passes, at least two laser beams propagating in different directions and each of which has at least one non-zero component in a plane orthogonal to the propagation direction (Oz) of the packet. The disclosure also relates to a method for generating a free-electron laser beam involving trapping and guiding a packet of relativistic electrons injected into an interaction area and implementing such a free-electron laser system. | 1. A free electron laser system, comprising: a generator operably generating a packet of relativistic electrons capable of propagating in a propagation direction; and a laser operably generating an undulator beam capable of interacting with the packet of the relativistic electrons, the undulator beam resulting from an interference, at an interaction area traversed by the propagation direction of the packet, of at least two laser beams propagating in directions different from each other and each having at least a non-zero and counter-propagating component in a plane orthogonal to the propagation direction of the packet, wherein the at least two laser beams interfere with each other so as to create a periodic light potential, the minima of the periodic light potential being parallel to the propagation direction of the packet.
3104 | Integrator, AD converter, and radiation detection device | An integrator according to an embodiment includes first and second nodes, first to fifth switches, first and second main integration capacitors, and a first subsidiary integration capacitor. The first (second, third, fourth, fifth) switch has one end connected to a first (third, first, fourth, first) node and the other end connected to a third (second, fourth, second, fifth) node. The first main integration capacitor has one end connected to the third node and the other end connected to a standard voltage line. The second main integration capacitor has one end connected to the fourth node and the other end connected to the standard voltage line. The first subsidiary integration capacitor that has one end connected to the fifth node and the other end connected to the standard voltage line. | 1. An integrator comprising: a first node that receives a signal current; a second node that outputs a voltage; a first switch that has one end connected to the first node and the other end connected to a third node; a second switch that has one end connected to the third node and the other end connected to the second node; a first main integration capacitor that has one end connected to the third node and the other end connected to a standard voltage line; a third switch that has one end connected to the first node and the other end connected to a fourth node; a fourth switch that has one end connected to the fourth node and the other end connected to the second node; a second main integration capacitor that has one end connected to the fourth node and the other end connected to the standard voltage line; a fifth switch that has one end connected to the first node and the other end connected to a fifth node; and a first subsidiary integration capacitor that has one end connected to the fifth node and the other end connected to the standard voltage line.
3105 | Method for anonymously associating measurement device measurements to a source ID | Proposed invention refers to a method for anonymously associating health monitoring device measurements to a user ID. The invention comprises the steps of: registering in a server a user associated with an ID and a first set of metadata; registering a health monitoring device associated to a second ID and a second set of metadata; then, sending through a first communication channel the ID associated to the user and the first set of metadata to the server by a communication device; taking a measurement of the user by the health monitoring device and sending through a second communication channel said measurement associated to the second ID and the second set of metadata to the server; comparing the metadata stored in the server; and finally associating the first ID with the measurements taken by the health monitoring device corresponding to the second set of metadata, being based the association on the results of the previous comparison. | 1. Method for anonymously associating measurement device measurements to a source, the method comprising: registering the source in a server, the source being assigned a first ID; registering a measurement device in the server, the measurement device being assigned a second ID; in response to a measurement of the source being taken by the measurement device, sending, from a communication device associated with the source to the server through a first communication channel, the first ID and a first set of metadata that includes at least one parameter that is not a time parameter; upon the measurement of the source being taken by the measurement device, sending, from the measurement device to the server through a second communication channel, the measurement, the second ID, and a second set of metadata that includes at least one parameter that is not a time parameter; performing a comparison, in the server, of the first set of metadata with each of a plurality of sets of metadata correspondingly sent to the server by a plurality of measurement devices registered in the server; associating, in the server, the first ID with the measurement corresponding to the second set of metadata based on results of the comparison.
3106 | Cloud processing system and method for synthesizing objects based on vehicle aggregation location registry data | A cloud computing system includes a network interface for interfacing with a wide area network. At least one wireless transceiver engages in bidirectional communication with a plurality of vehicle cloud processing devices within a corresponding plurality of vehicles in at least one vehicle aggregation location. A network control device receives requests for at least one cloud computing service via the wide area network and facilitates the at least one cloud computing service via the bidirectional communication with the plurality of vehicle cloud processing devices. | 1. A method comprising: communicating via a wide area network with a plurality of cloud processing devices at a plurality of vehicle aggregation locations in a region that spans one or more time zones, wherein the plurality of cloud processing devices includes a plurality of three-dimensional (3D) fabrication devices in a plurality of vehicles, each of the plurality of vehicles having at least one of the plurality of 3D fabrication devices; collecting registry data corresponding to the plurality of vehicle aggregation locations, wherein the registry data includes an expected parking duration associated with each of the plurality of vehicle aggregation locations; maintaining a registry that includes the registry data corresponding to the plurality of vehicle aggregation locations; receiving requests for cloud tasks from client devices, via the wide area network, each request indicating a 3D product to be fabricated; allocating the cloud tasks to the plurality of cloud processing devices in the region, wherein allocating at least one of the cloud tasks having a duration includes, segmenting the at least one of the cloud tasks into a plurality of cloud tasks having corresponding durations that are shorter than the duration of the at least one of the cloud tasks, wherein the segmenting is based on the registry data from the registry corresponding to the plurality of vehicle aggregation locations indicating the expected parking duration and further based on the duration of the one of the cloud tasks, and wherein at least one of the plurality of cloud processing devices fabricates the 3D product via at least one of the plurality of 3D fabrication devices in the plurality of vehicles; and scheduling and managing performance of the plurality of cloud tasks via the plurality of cloud processing devices, wherein the managing includes receiving cloud task results data from the plurality of cloud processing devices indicating when the cloud tasks are completed.
3107 | Bluetooth service discovery | A method provides a service in a Bluetooth device. The method includes initiating, in a first Bluetooth device connection establishment with a second Bluetooth device; carrying out a service discovery procedure with the second Bluetooth device, during which at least one unique service identifier associated with a personal training data service is exchanged between the first Bluetooth device and the second Bluetooth device, wherein the personal training data service comprises at least one personal training data item processed by the first Bluetooth device and/or the second Bluetooth device during a physical exercise; and after the service discovery procedure, transferring at least one frame with the second Bluetooth device, wherein the frame comprises an information element specifying personal training data and a command information element specifying how to process the personal training data. | 1. A method for providing a service in a Bluetooth device, the method comprising: initiating, in a first Bluetooth device connection establishment with a second Bluetooth device; carrying out a service discovery procedure with the second Bluetooth device, during which the first Bluetooth device informs the second Bluetooth device of a personal training data service and broadcasts a radio frequency discovery frame comprising at least one unique service identifier that uniquely identifies the personal training data service, wherein the personal training data service is provided by the first Bluetooth device and processes at least one personal training data item that represents personal training data associated with a user during a physical exercise; and after the service discovery procedure, transferring at least one radio frequency frame from the second Bluetooth device, wherein the radio frequency frame comprises an information element specifying personal training data associated with a user of the discovered personal training data service and a command information element specifying how to process the personal training data specified by the information element associated with the frame.
3108 | Interactive vehicle synthesizer | A method of operating an audio entertainment system in a vehicle includes detecting an operating parameter of the vehicle. A sensor signal corresponding to the detected operating parameter is transmitted. Music that is audibly produced within the vehicle is musically modified dependent upon the sensor signal. | 1. A method of operating an audio entertainment system in a vehicle, the method comprising the steps of: detecting an operating parameter of the vehicle; transmitting a sensor signal corresponding to the detected operating parameter to a processor arrangement; and using the processor arrangement to modify music that is produced within the vehicle, the modifying being dependent upon the sensor signal, wherein the modifying comprises adding a percussion sound to the music, the percussion sound having a beat, the percussion sound is dependent upon the sensor signal.
3109 | High-gain thompson-scattering X-ray free-electron laser by time-synchronic laterally tilted optical wave | An improved optical undulator for use in connection with free electron radiation sources is provided. A tilt is introduced between phase fronts of an optical pulse and the pulse front. Two such pulses in a counter-propagating geometry overlap to create a standing wave pattern. A line focus is used to increase the intensity of this standing wave pattern. An electron beam is aligned with the line focus. The relative angle between pulse front and phase fronts is adjusted such that there is a velocity match between the electron beam and the overlapping optical pulses along the line focus. This allows one to provide a long interaction length using short and intense optical pulses, thereby greatly increasing the radiation output from the electron beam as it passes through this optical undulator. | 1. Apparatus for producing X-rays, the apparatus comprising: at least one source of optical radiation configured to emit pulses of optical radiation; focusing optics configured to bring two counter-propagating pulses of the optical radiation to a common line focus; an electron source configured to provide an electron beam aligned with the line focus; wherein the focusing optics include one or more dispersive optical elements configured to introduce a tilt angle between phase fronts of the counter-propagating pulses and pulse fronts of the counter-propagating pulses; wherein the tilt angle is selected to substantially match a velocity of pulse front propagation along the line focus with an electron velocity of the electron beam along the line focus; and wherein a standing wave pattern formed by the counter-propagating pulses at the line focus acts as an undulator for emission of X-rays by electrons in the electron beam.
3110 | Hand-held medical-data capture-device having a digital infrared sensor with no analog readout ports and optical detection of vital signs through variation amplification and interoperation with electronic medical record systems | In one implementation, an apparatus estimates body core temperature from an infrared measurement of an external source point using a cubic relationship between the body core temperature and the measurement of an external source point is described, estimates temperature from a digital infrared sensor and determines vital signs from a solid-state image transducer, or determines vital signs from a solid-state image transducer and estimates body core temperature from an infrared measurement of an external source point using a cubic relationship between the body core temperature and the measurement of an external source point; after which the estimated and/or determined information is transmitted to an external database. | 1. A device to measure a temperature and a vital sign, the device comprising: a microprocessor; a battery operably coupled to the microprocessor; a camera operably coupled to the microprocessor and providing at least two images to the microprocessor; a digital infrared sensor operably coupled to the microprocessor, the digital infrared sensor having only digital readout ports, the digital infrared sensor having no analog sensor readout ports; and a wireless communication subsystem that is operably coupled to the microprocessor and that is operable to transmit a representation of the temperature and the vital sign, wherein the microprocessor is operable to receive from the digital readout ports a digital signal that is representative of an infrared signal detected by the digital infrared sensor and the microprocessor is operable to determine the temperature from the digital signal that is representative of the infrared signal and the microprocessor including a cropper that is operable to receive the at least two images and operable to crop the at least two images to exclude a border area of the at least two images, generating at least two cropped images, the microprocessor also including a temporal-variation-amplifier that is operably coupled to the cropper, the temporal-variation-amplifier being operable to generate a temporal variation from the at least two cropped images, the microprocessor also including a vital-sign generator that is operably coupled to the temporal-variation-amplifier that is operable to generate at least one other vital sign from the temporal variation.
3111 | Chip assembly for reusable surgical instruments | A chip assembly for use in a surgical stapler is provided. The chip assembly includes a housing assembly and a plug assembly. The housing assembly includes a base member, seal member, and a circuit board assembly. The base member defines a cavity for receipt of the circuit board assembly and the seal member is configured to be received about an open end of the base member. The plug assembly is configured to selectively engage the open end of the base member. The plug assembly includes a plug member and first and second contact members extending from the plug member. The first and second contact members are configured to be received within the cavity defined by the base member and engage the circuit board assembly when the plug assembly engages the housing assembly. | 1. A chip assembly for use in a surgical stapler including a handle assembly and an endoscopic portion, the chip assembly comprising: a housing assembly configured to be mounted within a reload assembly and configured for releasable connection to a surgical stapler, the housing assembly including a base member, a seal member, and a circuit board assembly, wherein the base member defines a cavity for receipt of the circuit board assembly and the seal member is received about an open end of the base member; and a plug assembly configured to be mounted in an endoscopic portion of a surgical stapler and configured to selectively engage the open end of the base member, the plug assembly including a plug member and first and second contact members extending from the plug member, wherein the first and second contact members are configured to be received within the cavity defined by the base member and engage the circuit board assembly when the plug assembly engages the housing assembly.
3112 | Electrosurgical instrument with dual radiofrequency and microwave electromagnetic energy | An electrosurgical instrument for delivering radiofrequency (RF) electromagnetic (EM) energy and microwave frequency EM energy from a coaxial feed cable through an instrument tip into tissue. The instrument tip comprises a dielectric body separating first and second conductive elements, which act as active and return electrodes to convey the RF EM radiation by conduction, and as an antenna to radiate the microwave EM radiation. The instrument also has a fluid feed incorporated into its tip, e.g. in an additional dielectric element mounted on the underside of the tip, for delivering fluid. The delivered fluid may be a gas plasma to assist treatment or a liquid to plump up a tissue region before treatment. The instrument may fit in an endoscope. | 1. An electrosurgical resection instrument for applying to biological tissue radiofrequency (RF) electromagnetic (EM) energy having a first frequency and microwave EM energy having a second frequency higher than the first frequency, the instrument comprising: an instrument tip comprising a body made of a first dielectric material separating a first conductive element from a second conductive element; a coaxial feed cable comprising an inner conductor, an outer conductor coaxial with the inner conductor, and a second dielectric material separating the outer conductor and the inner conductor, the coaxial feed cable being for conveying, simultaneously or separately, an RF signal having the first frequency and a microwave signal having the second frequency; a fluid feed conduit for delivering fluid to the instrument tip; wherein the inner conductor is electrically connected to the first conductive element and the outer conductor is electrically connected to the second conductive element to enable the instrument tip to receive the RF signal and the microwave signal, and wherein the first conductive element and the second conductive element are arranged to act: as an active electrode and a return electrode to convey RF EM radiation corresponding to the RF signal, and as an antenna to radiate microwave EM radiation corresponding to the microwave signal, wherein the fluid feed conduit is arranged to deliver liquid to the instrument tip, the fluid feed conduit having an outlet at the distal end of the instrument tip for introducing the liquid into the biological tissue, wherein the instrument tip further comprises a planar transmission line element in which the body of the first dielectric material is a substantially planar element, the first conductive element is a first conductive layer on a first surface of the substantial planar element, and the second conductive element is a second conductive layer on a second surface of the substantial planar element that is opposite to the first surface, and wherein the first surface of the substantially planar element and the second surface of the sustainably planer element extend between the first conductive element and the second conductive element in a direction parallel to a longitudinal axis of the coaxial feed cable; wherein both the first conductive layer and the second conductive layer extend up to at least one edge of the planer element in a region designated as an RF cutting portion, and are set back from the edges of the planer element except at the RF cutting portion; and wherein the instrument further comprises a common carrier tube for conveying the fluid flow conduit and the coaxial cable together to the instrument tip body.
3113 | Multi-user medical robotic system for collaboration or training in minimally invasive surgical procedures | A multi-user medical robotic system for collaboration or training in minimally invasive surgical procedures includes first and second master input devices, a first slave robotic mechanism, and at least one processor configured to generate a first slave command for the first slave robotic mechanism by switchably using one or both of a first command indicative of manipulation of the first master input device by a first user and a second command indicative of manipulation of the second master input device by a second user. To facilitate the collaboration or training, both first and second users communicate with each other through an audio system and see the minimally invasive surgery site on first and second displays respectively viewable by the first and second users. | 1. A surgeon training medical robotic system comprising: a first slave robotic mechanism configured to manipulate a first surgery-related device according to a first slave command; a first trainee master control station operated by a first trainee, the first trainee master control station configured to generate a first trainee command indicative of a first desired position for the first surgery-related device according to a first trainee input; a second trainee master control station operated by a second trainee, the second trainee master control station configured to generate a second trainee command indicative of a second desired position for the first surgery-related device according to a second trainee input; and a mentor master control station operated by a mentor, the mentor master control station configured to: facilitate the mentor to define routing information; generate the first slave command by associating at least one of the first and the second trainee master control stations with the first robotic slave robotic mechanism according to the routing information, and by using a first sensed position of the first surgery-related device, and provide the first slave command to the first slave robotic mechanism.
3114 | Inductive charger with magnetic shielding | To recharge an implanted medical device, an external device, typically in the form of an inductive charger, is placed over the implant to provide for transcutaneous energy transfer. The external charging device can be powered by a rechargeable battery. Since the battery is in close proximity to the charge coil, the large magnetic field produced by the charge coil induces eddy currents that flow on the battery's metallic case, often resulting in undesirable heating of the battery and reduced efficiency of the charger. This disclosure provides a means of shielding the battery from the magnetic field to reduce eddy current heating, thereby increasing efficiency. In one embodiment, the magnetic shield consists of one or more thin ferrite plates. The use of a ferrite shield allows the battery to be placed directly over the charge coil as opposed to outside the extent of the charge coil. | 1. An external device for use with an implantable medical device, comprising: a housing; a coil within the housing; a battery within the housing; and a magnetic shield within the housing comprising a high permeability material; and a printed circuit board (PCB) within the housing of the external device, wherein the magnetic shield and coil are located on a first side of the PCB, and the battery is located on a second side of the PCB, wherein the coil, the magnetic shield, and the battery are co-axially aligned in a stack, wherein the magnetic shield is located between the battery and the coil in the stack, and wherein the coil generates a magnetic field to provide power to the implantable medical device.
3115 | Retrieval of information from an implantable medical device | Techniques for retrieving information from an implantable medical device (IMD) having a depleted internal energy source such as a non-rechargeable battery are disclosed. The IMD is powered by and communicates with an external interrogation device to access a memory location of the IMD and for transfer of the information in the memory location to the external interrogation device subsequent to depletion of the internal energy source. In an embodiment, the memory location is included in a non-volatile memory component of the IMD to maintain the information stored in the memory component. | 1. An implantable medical system, comprising: an interrogating device for sending a communication signal including a command and energy; and an implantable medical device, having: an energy harvesting circuit for remotely obtaining energy from the communication signal transmitted provided by the interrogating device; a memory module having a non-volatile memory; a memory access unit powered by the energy harvesting circuit to access and transfer information from the non-volatile memory to the interrogating device in response to the command contained in the communication signal from the interrogating device; an internal energy source, wherein the memory access unit is powered by the energy harvesting circuit subsequent to a depletion of energy stored by the internal energy source to access and transfer the information; a processor configured to provide an indication of a battery level of the internal energy source and perform storage of the information in a memory location of the non-volatile memory when the internal energy source reaches a predetermined portion of an initial battery level; and an external programmer configured to retrieve the information from the implantable medical device via a first frequency band prior during a lifetime of the internal energy source, wherein the interrogating device sends the communication signal utilizing a second frequency band different than the first frequency band subsequent to depletion of the energy stored by the internal energy source, and the memory access unit remaining in a powered down mode during the lifetime of the internal energy source until the interrogation device sends the communication signal.
3116 | Nested double helix conductors | An electrical system including multiple bodies having an underlying structure resembling a double helix may be used to produce useful electromagnetic fields for various applications. | 1. An electrical system comprising: a first body including two runners, the runners being a first runner and a second runner, wherein the first runner and the second runner are intertwined helically wound runners, wherein the first body is arranged in a first toroidal shape having a first centroid; a first conductive wire spirally wound around the first runner; a second conductive wire spirally wound around the second runner; a second body including two runners, the runners being a third runner and a fourth runner, wherein the third runner and the fourth runner are intertwined helically wound runners, wherein the second body is arranged in a second toroidal shape within the first centroid; a third conductive wire spirally wound around the third runner; a fourth conductive wire spirally wound around the fourth runner, wherein the first body and the second body are arranged such that the first toroidal shape and the second toroidal shape are concentric; and one or more alternating current sources, wherein the one or more alternating current sources are arranged to electrically couple with the first conductive wire, the second conductive wire, the third conductive wire, and the fourth conductive wire to supply alternating current, wherein the one or more alternating current sources are configured to induce one or more alternating currents through the first conductive wire, the second conductive wire, the third conductive wire, and the fourth conductive wire such that the one or more alternating currents create an electromagnetic field at or near at least one of the first centroid and the second centroid.
3117 | Systems and methods for detection and quantification of analytes | Devices, systems, and methods for detecting molecules of interest within a collected sample are described herein. In certain embodiments, self-contained sample analysis systems are disclosed, which include a reusable reader component, a disposable cartridge component, and a disposable sample collection component. In some embodiments, the reader component communicates with a remote computing device for the digital transmission of test protocols and test results. In various disclosed embodiments, the systems, components, and methods are configured to identify the presence, absence, and/or quantity of particular nucleic acids, proteins, or other analytes of interest, for example, in order to test for the presence of one or more pathogens or contaminants in a sample. | 1. A method of actuating fluid flow within a microfluidic cartridge, the method comprising: mixing a sample and reagents in fluid within a fluid-holding reservoir; heating a valve comprising a phase-changeable material disposed in an outlet to the fluid-holding reservoir using a heater positioned adjacent to the outlet, wherein heating the valve comprises melting the phase-changeable material such that the phase-changeable material does not occlude the outlet; after melting the phase-changeable material, flowing the fluid comprising the sample and the reagents mixed therein from the fluid-holding reservoir through the outlet and into a microfluidic channel; and sensing at least one of a presence, absence, or quantity of one or more analytes within the sample, wherein the fluid-holding reservoir, the microfluidic channel, the valve, and the heater are enclosed in a microfluidic cartridge housing.
3118 | Modular systems package for an electrically motorized vehicle | A system, method, and device for operations of an electrically motorized vehicle. The vehicle can utilize an electrically motorized wheel to convert a non-motorized wheeled vehicle to an electrically motorized wheeled vehicle. The device of the electrically motorized wheel can include a modular systems package including a control system operable to continuously control the device of the electrically motorized wheel in response to a user input. | 1. A modular systems package for a motorized bicycle, the modular systems package comprising: an electric motor operable to propel the bicycle; a sensor system operable to identify parameters indicative of one of torque or power applied by a user that propels the bicycle as well as parameters indicative of rotation of a set of pedals of the bicycle; and a control system in communication with the sensor system to continuously control the electric motor based on the identified parameters using a control law, wherein the control law or a gain of the control law can be changed while the motorized bicycle is in use, wherein the control law or the gain of the control law is determined based on a selected operational mode of the motorized bicycle or data from a sensor of the motorized bicycle, wherein the control system controls the electric motor by summing a set of input terms multiplied by a set of respective gains, and wherein the set of input terms include terms based on at least one of the identified parameters.
3119 | Systems, methods and devices for the physical rehabiliation using an electrically motorized vehicle | A system, method, and device for operations of an electrically motorized vehicle. The vehicle can utilize an electrically motorized wheel to convert a non-motorized wheeled vehicle to an electrically motorized wheeled vehicle. One system is a physical therapy system including a prescription module to prescribe a physical therapy prescription for operation of the device of the electrically motorized wheel and a rehabilitation application in communication with the prescription module to calculate the set of control parameters based on the physical therapy prescription. | 1. A physical therapy system comprising: a prescription module to receive a physical therapy prescription of an amount of exertion for a user for operation of a device of an electrically motorized wheel; a rehabilitation application in communication with the prescription module to calculate a set of control parameters based on the physical therapy prescription; a sensor system to measure parameters indicative of a physical condition of the user; and a device of an electrically motorized wheel to modify operation of a motor of the electrically motorized wheel to supply at least one of assistance and resistance to the user, wherein an amount of the at least one of assistance and resistance is modified based on the set of control parameters and the parameters measured by the sensor system.
3120 | Time to digital converter and applications thereof | A time to digital converter includes a sample module operable to sample an input signal at multiple different instances of time. A transition detection module, formed of comparison elements, processes the sampled input signal at successive time instances so as to detect transitions in the input signal in terms of time. An output module generates detected transitions in the input signal on multiple parallel outputs. | 1. A time to digital converter, comprising: a sampling module configured to sample an input signal at multiple different instances of time; a transition detection module comprising a plurality of comparison elements, each comparison element configured to process the sampled input signal at successive instances of time so as to detect transitions in the input signal in terms of time; an output module comprising multiple parallel outputs with each output operable to output a detection signal indicating a detected transition in the input signal; and a counter circuit for each output of said multiple parallel outputs, wherein a value of each counter circuit is incremented in response to receipt of the detection signal.
3121 | Motion-activated display of messages on an activity monitoring device | Methods, systems and devices are provided for motion-activated display of messages on an activity monitoring device. In one embodiment, an activity monitoring device is provided, including: a memory configured to store a plurality of messages; a motion sensor; a display; logic configured to download the plurality of messages to the memory; logic implemented by a circuit configured to detect, based on output of the motion sensor, a stationary state of the activity monitoring device and a subsequent movement of the activity monitoring device from the stationary state, and, in response to detecting the movement from the stationary state, select one of the plurality of messages from the memory, and render the selected message on the display; wherein selecting one of the plurality of messages includes determining a selection condition. | 1. An activity monitoring device, comprising: a memory configured to store a plurality of messages, each of the plurality of messages being predefined activity related statements directed to a user of the activity monitoring device; a motion sensor; a display; logic configured to download the plurality of messages to the memory, wherein the downloading includes identifying the activity monitoring device to a server, the server being configured to access a user account associated with the activity monitoring device, the plurality of messages being selected by the server based on the user account; logic implemented by a circuit configured to detect, based on output of the motion sensor, a stationary state of the activity monitoring device and a subsequent movement of the activity monitoring device from the stationary state, and, in response to detecting the movement from the stationary state, select one of the plurality of messages from the memory, and render the selected message on the display; wherein selecting one of the plurality of messages includes determining a selection condition that includes one or more of a current date, a location of the activity monitoring device, a current season, or a current weather.
3122 | Smart power source | An article having a conductive body, a magnetic diverter, and a communication device is described. The magnetic diverter is positioned on an outer surface of the conductive body. The magnetic diverter covers a substantial portion of the outer surface of the conductive body. A communication device is positioned on the outer surface of the diverter or may be recessed therein. The communication device is capable of signal coupling with a reader. | 1. An article comprising: a conductive body; a magnetic diverter positioned on an outer surface of the conductive body, the magnetic diverter covering a substantial portion of the outer surface of the conductive body; and a communication device; wherein the communication device comprises at least one of (i) an RFID tag, (ii) a resonant RF circuit, and (iii) a smart sensor; wherein the communication device comprises a first antenna and a second antenna, the second antenna being in electrical communication with a phase shifting circuit, wherein the phase shifting circuit shifts the voltage of the second antenna by about 90 degrees, wherein the first antenna has a first portion and a second portion, and wherein the first portion is positioned on an outer surface of the diverter and encloses the article in a sweep of about 180 degrees and wherein the second portion is longitudinally offset from the first portion and encloses the article in a sweep of about 180 degrees which is opposite the sweep of the first portion.
3123 | Noise cancellation with dynamic range compression | An audio processor ( 200 ) for a hearing device has a noise estimator ( 100 ), an adaptive noise canceller ( 110 ), and a dynamic range compressor ( 120 ) to provide a gain according to a signal strength of an input signal. A signal strength processor ( 130 ) determines a signal strength dependent noise cancellation parameter, and the adaptive noise canceller provides noise cancellation of the input signal according to an estimated noise from the noise estimator, and according to the signal strength dependent noise cancellation parameter, so as to provide less noise cancellation when the input signal has higher signal strength than when the input signal has a lower signal strength. This helps retain the desirable environment or ambient type noise, present when the signal strength is higher, while providing more cancellation of undesirable circuit type noise when there is low input signal strength. | 1. An audio processor suitable for processing an input signal, comprising: a noise estimator for receiving the input signal and outputting an estimated noise of the input signal; a signal strength processor for receiving an indication of the signal strength of the input signal in terms of the strength of the combination of any noise components and audio information content of the signal and configured to determine a signal strength dependent noise cancellation parameter based on the indication of the signal strength of the input signal; an adaptive noise canceller operatively coupled to the noise estimator and the signal strength processor and configured to provide noise cancellation of the input signal according to an estimated noise from the noise estimator and configured to provide reduced noise cancellation according to the signal strength dependent noise cancellation parameter to provide less noise cancellation to retain more of the noise in the input signal when the input signal has higher signal strength in terms of strength of the combination of any noise components and audio information content of the input signal than when the input signal has lower signal strength; and a dynamic range compressor configured to provide a gain for the input signal adapted according to a signal strength of the input signal, in terms of strength of a combination of any noise components and audio information content of the input signal.
3124 | Pronunciation learning from user correction | Systems and methods are described for adding entries to a custom lexicon used by a speech recognition engine of a speech interface in response to user interaction with the speech interface. In one embodiment, a speech signal is obtained when the user speaks a name of a particular item to be selected from among a finite set of items. If a phonetic description of the speech signal is not recognized by the speech recognition engine, then the user is presented with a means for selecting the particular item from among the finite set of items by providing input in a manner that does not include speaking the name of the item. After the user has selected the particular item via the means for selecting, the phonetic description of the speech signal is stored in association with a text description of the particular item in the custom lexicon. | 1. A method for updating a custom lexicon used by a speech recognition engine that comprises part of a speech interface, comprising: obtaining a speech signal by the speech interface when a user speaks a name of a particular item for the purpose of selecting the particular item from among a finite set of items; presenting the user with a means for selecting the particular item from among the finite set of items by providing input in a manner that does not include speaking the name of the item in response to determining that a phonetic description of the speech signal is not recognized by the speech recognition engine; after the user has selected the particular item via the means for selecting, storing the phonetic description of the speech signal in association with a text description of the particular item in the custom lexicon, the custom lexicon comprising a user-specific custom lexicon that is used to recognize speech of the user only and a system custom lexicon that is used to recognize speech of all users of a system, the storing comprising: determining if the particular item is of a particular type, automatically storing the phonetic description of the speech signal only in the user-specific custom lexicon in response to determining that the particular item is of the particular type, and automatically storing the phonetic description of the speech signal only in the system custom lexicon in response to determining that the particular item is not of the particular type; and elevating the phonetic description of the speech signal stored in the user-specific custom lexicon to the system custom lexicon in response to determining that a certain number of user-specific custom lexicons all include a same or similar pronunciation for the particular item.
3125 | Coplanar antenna | In a particular embodiment of the present disclosure, a coplanar antenna includes a conductive plane having a first dimension and a second dimension, wherein the length of the conductive plane along the first dimension is less than one-quarter of a wavelength of a resonant frequency; an insulating region disposed within the conductive plane, wherein the insulating region is of a shape that outlines a conductive peninsula, wherein: the conductive peninsula is coupled to the conductive plane; the conductive peninsula is substantially coplanar to a major portion of the conductive plane; the conductive peninsula is electrically coupled to an electric feed circuit such that an impedance associated with the conductive peninsula when electrically coupled substantially matches a signal impedance at the electrical feed circuit; and the conductive peninsula is operable to resonate at the resonant frequency after receiving a current from the electric feed circuit. | 1. A coplanar antenna comprising: a wearable conductive plane having a first dimension and a second dimension, wherein the length of the conductive plane along the first dimension is less than one-quarter of a wavelength of a resonant frequency; an insulating region disposed within the conductive plane, the disposition of the insulating region defining a conductive peninsula within the conductive plane, wherein: the conductive peninsula is electrically coupled directly to the conductive plane and separated on three sides from the conductive plane by the insulating region; the conductive peninsula is substantially coplanar to a major portion of the conductive plane; the conductive peninsula is electrically coupled to an electric feed circuit such that an impedance associated with the conductive peninsula when electrically coupled substantially matches a signal impedance at the electrical feed circuit; and the conductive peninsula is operable to resonate at the resonant frequency after receiving a current from the electric feed circuit; a first electrical connection that electrically couples the conductive plane to the electric feed circuit; and a second electrical connection that electrically couples the conductive peninsula to the electric feed circuit, and wherein the first electrical connection is positioned at a point along the first dimension distal from the second electrical connection.
3126 | Methods, implantable medical devices, and systems that abort a high voltage charge when a transformer is impaired | High voltage charging is aborted when it is detected that a transformer providing the high voltage charge is impaired and is providing an impedance that is too low. In one instance, a voltage for a battery that provides power to the transformer is measured when the battery is substantially unloaded and a voltage is later measured when the battery is loaded during the high voltage charge. A dynamic threshold voltage is computed based on a chosen threshold impedance representing the impedance of the transformer and based the substantially unloaded voltage and on an internal resistance of the battery. When the loaded voltage is less than the threshold voltage, then the high voltage charging is aborted. | 1. A method of aborting a high voltage charge of a capacitor within an implantable medical device when a transformer of the implantable medical device that produces the high voltage charge is impaired, comprising: obtaining a substantially unloaded value for a battery of the implantable medical device that provides voltage across a primary coil of the transformer; computing a dynamic threshold value based on the substantially unloaded value, a value representing a resistance of the battery, and a value representing a threshold impedance of the primary coil; obtaining a loaded value of the battery when performing a high voltage charge; and comparing the loaded value to the threshold value, and when the difference between the loaded value and the threshold value indicates that the transformer is impaired, then aborting the high voltage charge.
3127 | Adaptive data transfer using bluetooth | Biometric monitoring devices, including various technologies that may be implemented in such devices, are discussed herein. Additionally, techniques, systems, and apparatuses are discussed herein for utilizing two different Bluetooth communications interfaces, one that provides Bluetooth classic (base rate/enhanced data rate) communications functionality and one that provides Bluetooth low-energy communications functionality, in a common device. The techniques, systems, and apparatuses may elect to use a particular Bluetooth interface based on various criteria. | 1. An apparatus comprising: a first Bluetooth communications interface configured to provide communications via the Bluetooth Base Rate/Enhanced Data Rate (BR/EDR) protocol; a second Bluetooth communications interface configured to provide Bluetooth communications via the Bluetooth Low-Energy (BLE) protocol; one or more sensors; and a controller including at least one processor and a memory, wherein: the at least one processor, the memory, the one or more sensors, the first Bluetooth communications interface, and the second Bluetooth communications interface are communicatively connected, and the memory stores instructions for controlling the at least one processor to: a) establish a first Bluetooth communications connection with a remote device external to the apparatus via the first Bluetooth communications interface, b) establish a second Bluetooth communications connection with the remote device via the second Bluetooth communications interface, c) select the second Bluetooth communications connection to transmit first data between the apparatus and the remote device based on, at least in part, information indicating that the second Bluetooth communications connection has not been interrupted within a first time period greater than a first threshold time period and the first data including data collected by the one or more sensors of the apparatus, and d) utilize the second Bluetooth communications connection as selected in (c) to transmit the first data between the apparatus and the remote device.
3128 | User messaging based on changes in tracked activity metrics | A system comprising at least one server computer having at least one processor programmed to: receive, over a network, activity data of a first user measured by an activity monitoring device; process the activity data of the first user to update a value of an activity metric for the first user; responsive to updating the value of the activity metric for the first user, identify a change in an inequality relationship between the value of the activity metric for the first user and a value of the activity metric for a second user; and, responsive to identifying the change in the inequality relationship, trigger, over the network, a first user device to prompt the first user to generate a message to the second user for display on a second user device., | 1. A system comprising at least one server computer having at least one processor programmed to: receive, over a network, activity data of a first user measured by an activity monitoring device; process the activity data of the first user to update a value of an activity metric for the first user; responsive to updating the value of the activity metric for the first user, identify a change in an inequality relationship between the value of the activity metric for the first user and a value of the activity metric for a second user, the change in the inequality relationship being defined by the value of the activity metric for the first user changing, from being less than the value of the activity metric for the second user, to being greater than the value of the activity metric for the second user; and responsive to identifying the change in the inequality relationship, trigger, over the network, a first user device to prompt the first user to generate a message to the second user for display on a second user device.
3129 | Method for providing content and electronic device thereof | A method and an electronic device are provided herein. The electronic device includes a processor. The processor may execute the method, including detecting, by a sensor, heart rate information while providing a content of the electronic device, determining, by a processor, an emotional quotient based on the detected heart rate information, and mapping the determined emotional quotient to the provided content. | 1. A method in an electronic device, comprising: receiving, by a communication module of the electronic device, a heart rate information of a user of the electronic device from an external electronic device operatively coupled to the electronic device during a duration when the user of the electronic device performs a call with a user of another electronic device, wherein the heart rate information of the user is detected using a first sensor of the external electronic device; determining, by a processor of the electronic device, an emotional quotient of the user by calculating an average of numerical values representing emotional quotients corresponding to the heart rate information detected during the duration; and mapping the determined emotional quotient to a provided content.
3130 | Cross-linking call metadata | Methods, systems, and devices for cross-linking events and persons using anonymized voice fingerprint identifiers (IDs) and call metadata are described. The method can include retrieving, form a centralized database, call metadata associated with a caller index ID. The method can include determining call metadata characteristics for the call metadata. The method can include matching the call metadata characteristics of the call metadata with characteristics associated with a personality type of a psychological behavioral model. The method can include generating a caller profile that comprises personality type information for the personality type. The method can include associating the caller profile with the caller index ID. The method can include storing the caller profile in an entry in the centralized database associated with the caller index ID. | 1. A customer relationship management (CRM) device comprising: a memory to store instructions; a network interface coupled to a first call monitoring system and a second call monitoring system, wherein: the first call monitoring system is coupled to a first electronic device, and the second call monitoring system is coupled to a second electronic device; a database interconnect coupling a processor to a centralized database; and the processor coupled to the memory, wherein when the processor executes the instructions the processor is to: receive, from the first call monitoring system via the network interface, a copy of a first digital audio signal in response to the first electronic device receiving the first digital audio signal, wherein the first digital audio signal is representation of a first call between the first electronic device and a caller device; processing the copy of the first digital signal to generate first call metadata, wherein the first call metadata comprises a voice fingerprint for the caller; determine that the centralized database is not storing any entries with the voice fingerprint for the caller; generate a caller index identifier (ID) and a caller profile for the caller, wherein the caller index ID and the caller profile is anonymized; add the first call metadata to the caller profile; store the caller profile and the caller index ID in an entry of the centralized database; receive, from the second call monitoring system via the network interface, a copy of a second digital audio signal in response to the second electronic device receiving the second digital audio signal, wherein the second digital audio signal is representation of a second call between the second electronic device and the caller device; processing the second digital signal to determine second call metadata, wherein the second call metadata comprises the voice fingerprint for the caller; add the second call metadata to the caller profile; determine that the entry is not storing a threshold amount of call metadata to determine a complete caller profile; and operate in a training mode to collect additional call metadata to update the caller profile with additional call metadata.
3131 | Data analysis system with movement patterns for medical wellness correlation | A computer program product comprising a tangible storage medium readable by a processing circuit and storing instructions for execution by the processing circuit for implementing a data analysis method is provided. The data analysis method includes generating first data identifying traversed cellular areas and time spent by a mobile device in each, wherein the mobile device is disposable to be carried by a user from first to second locations and to thereby traverse the cellular areas, generating second data identifying the first and second locations as well as time spent by the mobile device in each and performing, by a processor for output to a wellness professional, a wellness analysis of a user based on medical data and the first and second data. | 1. A mobile device disposable to be carried by a user from first to second locations and to thereby traverse cellular areas, the mobile device comprising: a networking unit; a processing unit; and a storage unit having medical data and executable instructions stored thereon, wherein, when executed, the executable instructions cause the processing unit to execute a method comprising: generating first data identifying traversed cellular areas and time spent by the mobile device in each; generating second data identifying the first and second locations as well as time spent by the mobile device in each; and performing a wellness analysis of the user based on the medical data and the first and second data, wherein the mobile device further comprises: a secured data unit configured to establish access rights to a result of the wellness analysis; and a display unit disposable to display the results of the wellness analysis to a user holding the established access rights, wherein the wellness analysis comprises an extraction of movement patterns of the user, a correlation between the medical data and the movement patterns of the user, a clustering of the user with first other users associated with similar movement patterns and with second other users associated with similar medical data, first correlations of the user and the second other users sharing similar medical data with similar movement patterns and second correlations of the user and the first other users sharing similar movement patterns with similar medical data.
3132 | Event-based responder dispatch | Dispatch-aiding communications between computing devices of a responder and a dispatch unit include a computing device of the responder determining that an event occurred, automatically sending an indication of the event to a computing device of the dispatch unit, receiving a request for information from the computing device of the dispatch unit, obtaining the information requested by the computing device of the dispatch unit, and sending the information requested by the computing device of the dispatch unit to the computing device of the dispatch unit. The computing device of the dispatch unit sends the request for information to the computing device of the responder in response to receiving the indication of the event. | 1. A method of automated communication between a computing device of a responder and a computing device of a dispatch unit, the method performed by the computing device of the responder, the method comprising: determining that an event has occurred, the event is associated with the responder; in response to determining that the event occurred, automatically sending an indication of the event to the computing device of the dispatch unit; receiving, from the computing device of the dispatch unit, a request for information, the computing device of the dispatch unit is configured to send the request for information in response to receiving the indication of the event; obtaining the requested information; and sending the requested information to the computing device of the dispatch unit.
3133 | EUV radiation generating device including a beam influencing optical unit | An extreme ultraviolet radiation generating device includes a source operable to generate a first and second entrance beam, and a beam unit operable to modify at least one of a direction and a beam divergence of the first and second entrance beam, in which the beam unit includes: a beam splitter to receive the first and second entrance beam, the beam splitter being configured to reflect the first entrance beam as a first exit beam and to transmit the second entrance beam; and a mirror in the beam path of the transmitted, second entrance beam to reflect the second entrance beam to form a second exit beam that is transmitted by the beam splitter and that is at least partially superposed on the first exit beam, in which the beam unit is configured to modify an angle and/or beam divergence between the first and second exit beam. | 1. An extreme ultraviolet (EUV) radiation generating device comprising: a radiation source operable to generate a first entrance beam and a second entrance beam; a beam influencing optical unit operable to modify at least one of a direction and a beam divergence of the first entrance beam and of the second entrance beam, wherein the beam influencing optical unit comprises: a beam splitter arranged to receive the first entrance beam and the second entrance beam that is at least partially superposed on the first entrance beam, wherein the beam splitter is configured to reflect the first entrance beam as a first exit beam and to transmit the second entrance beam, and a mirror element arranged in the beam path of the transmitted, second entrance beam to reflect the second entrance beam back to the beam splitter so as to form a second exit beam that is transmitted by the beam splitter and that is at least partially superposed on the first exit beam, wherein the beam influencing optical unit is configured to modify an angle between the first exit beam and the second exit beam and/or to modify a beam divergence of the first exit beam and/or of the second exit beam; and a focusing element arranged and configured to focus the first exit beam and the second exit beam to a first focal point and to a second, different focal point, respectively, on a movement path along which a moving target travels during operation of the EUV radiation generating device.
3134 | Micro-electro-mechanical systems (MEMS) and corresponding manufacturing process | An embodiment of a micro-electro-mechanical system of the MEMS type comprising at least one micro-electro-mechanical device of the MEMS type and one junction with a duct suitable to being associated with an external apparatus. Said junction being a printed circuit board PCB comprising at least two layers with juxtaposed faces, a channel being present in at least one face of at least one of said at least two layers suitable for realizing the duct with the juxtaposition of the other face of at least another one of at least two layers. | 1. A Micro-Electro-Mechanical System (MEMS), comprising: at least one micro-electro-mechanical device of the MEMS type; a junction including a duct suitable to provide a fluidic connection between an external apparatus and the micro-electro-mechanical device through the duct; wherein said junction comprises a printed circuit board having the micro-electro-mechanical device mounted to the printed circuit board, the printed circuit board including: a first layer having first and second conductive surfaces; a second layer disposed over the first layer and having a third conductive surface and a fourth opposite conductive surface that faces and is insulated from the first surface; a first duct disposed and extending substantially parallel and free from any obstruction, disposed between the first surface of the first layer and the fourth surface of the second layer, the duct having a cavity with a first opening through one of the second and third surfaces and the cavity having a second opening through one of the second and third surfaces, the first opening configured to provide a fluidic connection between the duct and the micro-electro-mechanical device and the second opening configured to receive an external apparatus and to provide a fluidic connection between the external apparatus and the duct to thereby provide a fluidic coupling between the micro-electro-mechanical device and the external apparatus through the duct.
3135 | Medical or dental handle | A medical or dental handle for driving a medical instrument, comprises a housing with a drive device accommodated therein and/or a supply line for a drive device, a first connection device for detachably connecting a medical or dental instrument and a second connection device for detachably connecting the handle to a media source and/or a drive unit, at least one electric component preferably comprising a light-emitting diode, at least one electric contact and an electric connecting device, which connect electrically the at least one electric component and the at least one electric contact, wherein the electric connecting device comprises a flexible circuit board in the interior of the handle. | 1. A medical or dental handle element for driving an instrument, comprising: a housing with a drive element accommodated therein and/or a supply line for a drive device, a first connection device at a first end of the housing for detachably connecting the instrument and a second connection device at a second end of the housing for detachably connecting the handle element to a media source and/or a drive unit, at least one electric contact positioned at or adjacent the first connection device or the second connection device, and an electric connecting device that electrically connects an electric component coupled or coupleable to the handle element and the at least one electric contact to transmit at least one of data and energy, wherein the electric connecting device comprises a flexible circuit board in the interior of the handle element with at least a first section extending longitudinally along the drive element and/or the supply line, and at least a second section extending transverse to an longitudinal axis of the drive element or the supply line, and wherein the second section forms a passage which partially surrounds at least one of the drive element or the supply line so that the at least one of the drive element or the supply line extends through the passage, or the second section forms a passage that surrounds at least one of the drive element or the supply line so that the at least one of the drive element or the supply line extends through the passage.
3136 | Multilayer casing device for attenuating electromagnetic waves | A multilayer casing device for attenuating electromagnetic waves is made of at least one textile material, at least one metal material. The device is made up of a stack provided with at least, consecutively from the inside to the outside: a first diamagnetic metal material layer at least partially made of copper, a second textile layer at least partially made of wool or cotton, a third layer made of a ferromagnetic material, and a fourth textile layer at least partially made of wool and cotton. The device is also made up of a complementary stack of identical layers (the second textile layer, the third ferromagnetic layer and the fourth textile layer) extending symmetrically in relation to the first copper layer. | 1. A multilayer casing device for attenuating electromagnetic waves, made of at least one textile material and of at least one metallic material, comprising a superimposition provided with at least, successively: a textile first layer at least partly in wool or cotton; a second layer made of a ferromagnetic material; a textile third layer at least partly in wool or cotton; a fourth layer made of metallic diamagnetic material made at least in part of copper; a textile fifth layer at least partly in wool or cotton; a sixth layer made of a ferromagnetic material; and a textile seventh layer at least partly in wool or cotton.
3137 | Contactless camera connection system | A camera system having a camera head with an imaging device and a first connector; a camera control unit with a processor and a second connector configured to removably engage the first connector; and wherein the first connector and the second connector are configured to allow for contactless transfer of data from the camera head to the camera control unit and contactless transfer of power from the camera control unit to the camera head. | 1. A camera system used with an endoscope comprising: a camera head further comprising: an imaging device; and a first connector, the first connector comprising a metal shield and a plurality of extremely high frequency radio transmitters configured to transmit a plurality of channels of data simultaneously; a camera control unit comprising: a processor; and a second connector configured to removably engage the first connector, the second connector comprising a capacitor and a plurality of high frequency radio receivers configured to receive a plurality of channels of data simultaneously; and wherein the first connector and the second connector are configured to allow for contactless transfer of uncompressed high definition video from the camera head to the camera control unit and contactless transfer of power from the camera control unit to the camera head; and wherein the first connector and the second connector are configured so that when the first connector is engaged with the second connector, the shield is physically coupled to the capacitor.
3138 | Hand-held medical-data capture-device having optical detection of vital signs from multiple filters and interoperation with electronic medical record systems | In one implementation, an apparatus estimates body core temperature from an infrared measurement of an external source point using a cubic relationship between the body core temperature and the measurement of an external source point is described, estimates temperature from a digital infrared sensor and determines vital signs from a solid-state image transducer, or determines vital signs from a solid-state image transducer and estimates body core temperature from an infrared measurement of an external source point using a cubic relationship between the body core temperature and the measurement of an external source point; after which the estimated and/or determined information is transmitted to an external database. | 1. An apparatus of variation amplification to communicate biological vital signs, the apparatus comprising: a microprocessor that is programmed to execute: a cropper that is operable to receive at least two images and that is operable to crop each of the images to exclude a border area of the images, generating at least two cropped images; a skin-pixel-identifier that is operably coupled to the cropper and that identifies pixel values that are representative of skin in the at least two cropped images, generating identified skin pixels; a spatial bandpass filter that is operably coupled to the skin-pixel-identifier and that processes the identified skin pixels, generating spatial bandpassed filtered identified pixel values of skin; a regional facial clusterial module that is operably coupled to the spatial bandpass filter and that applies spatial clustering to the spatial bandpassed filtered identified pixel values of skin, generating spatial clustered spatial bandpassed identified pixel values of skin; a temporal bandpass filter that is operably coupled to the regional facial clusterial module and that is applied to the spatial clustered spatial bandpassed identified pixel values of skin, generating temporal bandpass filtered spatial clustered spatial bandpass filtered identified pixel values of skin; a temporal-variation identifier that is operably coupled to the temporal bandpass filter and that identifies a temporal variation of the temporal bandpass filtered spatial clustered spatial bandpass filtered identified pixel values of skin; a vital-sign generator that is operably coupled to the temporal-variation identifier that generates at least one vital sign from the temporal variation; and a wireless communication subsystem that is operably coupled to the microprocessor and that is operable to transmit a representation of the at least one vital sign.
3139 | Hand-held medical-data capture-device having a digital infrared sensor with no analog readout ports and optical detection of vital signs through variation amplification and interoperation with electronic medical record systems through a static IP address | In one implementation, an apparatus estimates body core temperature from an infrared measurement of an external source point using a cubic relationship between the body core temperature and the measurement of an external source point is described, estimates temperature from a digital infrared sensor and determines vital signs from a solid-state image transducer, or determines vital signs from a solid-state image transducer and estimates body core temperature from an infrared measurement of an external source point using a cubic relationship between the body core temperature and the measurement of an external source point; after which the estimated and/or determined information is transmitted to an external database. | 1. A device to measure a temperature, the device comprising: a microprocessor; a battery operably coupled to the microprocessor; a camera operably coupled to the microprocessor and providing at least two images to the microprocessor; a digital infrared sensor operably coupled to the microprocessor, the digital infrared sensor having only digital readout ports, the digital infrared sensor having no analog sensor readout ports; and a wireless communication subsystem that is operably coupled to the microprocessor and that is operable to transmit a representation of the temperature; and a display device operably coupled to the microprocessor, wherein the microprocessor is operable to receive from the digital readout ports a digital signal that is representative of an infrared signal detected by the digital infrared sensor and the microprocessor is operable to determine the temperature from the digital signal that is representative of the infrared signal and the microprocessor including a cropper that is operable to receive the at least two images and operable to crop the at least two images to exclude a border area of the at least two images, generating at least two cropped images, the microprocessor also including a temporal-variation-amplifier that is operably coupled to the cropper, the temporal-variation-amplifier being operable to generate a temporal variation from the at least two cropped images, the microprocessor also including a vital-sign generator that is operably coupled to the temporal-variation-amplifier that is operable to generate at least one other vital sign from the temporal variation and the microprocessor also is operably coupled to the vital-sign generator that is operable to display the at least one other vital sign on the display, wherein the wireless communication subsystem transmits to a static Internet Protocol address in order to reduce Internet Protocol discovery burden on the device.
3140 | Hand-held medical-data capture-device having optical detection of vital signs from multiple filters and interoperation with electronic medical record systems through a static IP address without specific discovery protocols or domain name | In one implementation, an apparatus estimates body core temperature from an infrared measurement of an external source point using a cubic relationship between the body core temperature and the measurement of an external source point is described, estimates temperature from a digital infrared sensor and determines vital signs from a solid-state image transducer, or determines vital signs from a solid-state image transducer and estimates body core temperature from an infrared measurement of an external source point using a cubic relationship between the body core temperature and the measurement of an external source point; after which the estimated and/or determined information is transmitted to an external database. | 1. An apparatus of variation amplification to communicate biological vital signs, the apparatus comprising: a microprocessor that is programmed to execute: a cropper that is operable to receive at least two images and that is operable to crop each of the images to exclude a border area of the images, generating at least two cropped images; a skin-pixel-identifier that is operably coupled to the cropper and that identifies pixel values that are representative of skin in the at least two cropped images, generating identified skin pixels; a spatial bandpass filter that is operably coupled to the skin-pixel-identifier and that processes the identified skin pixels, generating spatial bandpassed filtered identified pixel values of skin; a regional facial clusterial module that is operably coupled to the spatial bandpass filter and that applies spatial clustering to the spatial bandpassed filtered identified pixel values of skin, generating spatial clustered spatial bandpassed identified pixel values of skin; a temporal bandpass filter that is operably coupled to the regional facial clusterial module and that is applied to the spatial clustered spatial bandpassed identified pixel values of skin, generating temporal bandpass filtered spatial clustered spatial bandpass filtered identified pixel values of skin; a temporal-variation identifier that is operably coupled to the temporal bandpass filter and that identifies a temporal variation of the temporal bandpass filtered spatial clustered spatial bandpass filtered identified pixel values of skin; a vital-sign generator that is operably coupled to the temporal-variation identifier that generates at least one vital sign from the temporal variation; and a display device that is operably coupled to the vital-sign generator that is operable to display the at least one vital sign; and a wireless communication subsystem that is operably coupled to the microprocessor and that is operable to transmit a representation of the at least one vital sign, wherein the apparatus does not support specific discovery protocols or domain name service.
3141 | Electrophysiology measurement and training and remote databased and data analysis measurement method and system | A method and system provides for electrophysiological data analysis in a networked processing environment. The method and system includes receiving, via a networked connection, electrophysiological data of a patient and electronically performing, via at least one network processing device, a data analysis on the electrophysiological data. The method and system includes generating at least one report based on the data analysis, wherein the at least one report includes determination of one or more intervention options for the patient and therein transmitting the report to a recipient device across the network connection for utilization with the patient. The results of the report direct the user to apply from within the same system non-invasive brain stimulation, neurofeedback, and biofeedback modalities. Re-assessment can occur from within the same system following the training or modulation of electrophysiology and thereby generate a comparison report showing functional changes from the provided intervention or combined interventions. | 1. A method for electrophysiological data analysis, the method comprising: receiving, via a networked connection, electrophysiological data of a patient, the electrophysiological data of the patient including electroencephalography data; electronically performing, via at least one network processing device, a data analysis on the electrophysiological data; generating at least one report based on the performing of the data analysis, wherein the at least one report includes determination of one or more intervention options for the patient and the report includes a protocol directing non-invasive brain stimulation sensor placement; storing the report and the electrophysiological data in a network database, accessible for further data analysis; and transmitting the report to a recipient device across the network connection for utilization with the patient, including the protocol directing the non-invasive brain stimulation sensor placement.
3142 | Method of controlling image diagnosis apparatus and mobile terminal for the same, and method of operating image diagnosis apparatus and image diagnosis apparatus for the same | A method of controlling an image diagnosis apparatus by using a mobile terminal. The method includes: receiving identification information of the image diagnosis apparatus from the image diagnosis apparatus via a Wi-Fi direct (WFD) network or an ultra wideband (UWB) network; displaying a virtual key pad corresponding to the received identification information of the image diagnosis apparatus; receiving a control command from the outside through the virtual key pad; and transmitting the received control command to the image diagnosis apparatus via the WFD or UWB network. | 1. A method of controlling an image diagnosis apparatus by using a mobile terminal, the method comprising: receiving identification information of a plurality of image diagnosis apparatuses from the plurality of image diagnosis apparatuses via a Wi-Fi direct (WFD) network or an ultra wideband (UWB) network; displaying the identification information comprising model information of each of the plurality of image diagnosis apparatuses; receiving a selection of identification information of a particular image diagnosis apparatus from among the displayed identification information of the plurality of image diagnosis apparatuses; displaying a virtual key pad corresponding to the selected identification information of the particular image diagnosis apparatus; receiving a control command from the outside through the virtual key pad; and transmitting the received control command to the particular image diagnosis apparatus via the WFD or UWB network, wherein the displaying the virtual key pad comprises: displaying a first virtual key pad according to a first mode among a plurality of imaging operating modes of the particular image diagnosis apparatus; receiving an input for selecting a second mode among the plurality of imaging operating modes; changing the first virtual key pad to a second virtual key pad according to the selected second mode that is set in the particular image diagnosis apparatus, and displaying the second virtual key pad.
3143 | Vertebral joint implants and delivery tools | A spinal joint distraction system for treating a facet joint including articular surfaces having a contour is disclosed and may include a delivery device including a generally tubular structure adapted to engage a facet joint, an implant adapted to be delivered through the delivery device and into the facet joint, the implant comprising two members arranged in opposed position, and an implant distractor comprising a generally elongate member adapted to advance between the two members of the implant causing separation of the members and distraction of the facet joint, wherein the implant is adapted to conform to the shape of the implant distractor and/or the articular surfaces of the facet upon being delivered to the facet joint. Several embodiments of a system, several embodiments of an implant, and several methods are disclosed including a method for interbody fusion. | 1. A minimally invasive spinal facet implant system, comprising: an implant configured for placement in a spinal facet joint space, the implant comprising a leading distal portion and a trailing proximal portion; a delivery device, comprising a proximal end, a distal end, a tubular body extending between the proximal and distal end and forming a lumen, and an anchoring fork at the distal end; and a driver assembly, comprising: a hollow implant shaft having a proximal end, a distal end, a lumen having an inner diameter, and an outer diameter configured to allow the implant shaft to extend through the lumen of the delivery device; and a handle coupled with the proximal end of the implant shaft; and an internal actuator comprising a shaft and a handle and configured to extend through the hollow implant shaft of the driver assembly to release the implant from the driver assembly, wherein the delivery device and the driver assembly are configured such that, when the anchoring fork is positioned in the spinal facet joint space, the implant is positioned in the spinal facet joint space, and when the implant shaft of the driver assembly extends through the lumen of the delivery device, the implant is positioned within the anchoring fork.
3144 | Fabrication and application of nanofiber ribbons and sheets and twisted and non-twisted nanofiber yarns | A device including an array of aligned conductive channels. The conductive channels are operable for directional transport of species selected from the group consisting of electrons, ions, phonons, and combinations thereof. The conductive channels are provided for by nanofibers in a form selected from the group consisting of ribbons, sheets, yarns, and combinations thereof. | 1. A device comprising an array of aligned conductive channels, wherein said conductive channels are operable for directional transport of species selected from the group consisting of electrons, ions, phonons, and combinations thereof and said conductive channels are provided for by nanofibers in a form selected from the group consisting of ribbons, sheets, yarns, and combinations thereof, (i) wherein said device: (a) is configured to provide transport of electrons; (b) further comprises electrical contacts, said contacts provide for electrical current through the conductive channels and said electrical current is a type selected from the group consisting of alternating current, pulsed current, direct current, and combinations thereof; and (c) is operable for use as at least one of a conductor, a transmission line, a resistor with low thermal coefficient of resistance, and a heater; and (ii) wherein: (a) said device is configured to provide directional transport of electrons; and (b) the electrical current through the aligned conductive channels is anisotropic and has a ratio of the electrical current along said channels to the electrical current perpendicular to said channels larger than at least about 10, and wherein the anisotropy is provided by alignment of the aligned conductive channels.
3145 | Stretchable wireless device | A wearable patch capable of wireless communications includes an adhesive layer, and a shearable circuit layer comprising a support substrate comprising one or more openings on the adhesive layer, wherein the one or more openings in the support substrate are so positioned to allow the shearable circuit layer to be sheared and elongated, and breathable. A conductive circuit is embedded in the support substrate. One or more semiconductor chips are in connection with the conductive circuit. An elastic layer is positioned on the shearable circuit layer. The one or more semiconductor chips and the conductive circuit can wirelessly communicate with an external device. | 1. A method for making a stretchable wireless device, comprising: obtaining a continuous sheet of a polymeric material that comprise polyimide, polyester, aramid, glass epoxy, or polyethylene naphalate, wherein the continuous sheet of the polymeric material comprises portions respectively for formations of flexible ribbons and a plurality of support substrates; removing materials from the continuous sheet of the polymeric material in a single manufacturing step to form the plurality of support substrates and flexible ribbons; embedding first conductive circuits in the plurality of support substrates; mounting one or more semiconductor chips in connection with the first conductive circuit to form a plurality of circuit modules each associated with one of the plurality of substrates; embedding second conductive circuits in the flexible ribbons, the second circuits connected with at least two of the first conductive circuits to form a network of circuit modules, wherein the plurality of circuit modules and the second circuits are configured to wirelessly communicate with an external device, wherein the plurality of circuit modules and the flexible ribbons embedded with the second conductive circuits form a support substrate structure; forming an adhesive layer below the support substrate structure; and forming an elastic layer on the support substrate.
3146 | Image analysis method and apparatus for assessment of peritoneal dialysis complication in peritoneal dialysis | An image analysis method and an apparatus thereof for assessment of PD (peritoneal dialysis) complications in peritoneal dialysis are provided. An analysis procedure is executed on an image under test of a dialysis bag, so as to obtain a color location in a color space corresponding to the image under test. A prompt signal is sent when the color locations obtained in a time period gradually become close to a disease warning range after executing the analysis procedure on a plurality of images under test. | 1. An image analysis method for assessment of a peritoneal dialysis complication in peritoneal dialysis, comprising: capturing an image under test of a dialysis bag; executing an analysis procedure on the image under test, comprising: executing an edge detection on the image under test to obtain a region of interest; executing a color detection on a plurality of pixels included in the region of interest to obtain original color information corresponding to the region of interest; executing a color correction on the original color information to obtain corrected color information; converting the corrected color information to a color location in a color space; and comparing the color location with a plurality of disease warning ranges recorded in a database; continuing to capture another image under test of another dialysis bag and executing the analysis procedure on the another image under test; and after continuously executing the analysis procedure on a plurality of the images under test, sending a prompt signal when detecting that the color locations of the images under test captured in a time period gradually becomes close to one of the disease warning ranges.
3147 | Systems and methods for medical monitoring device gesture control lockout | A medical monitoring device may include a gesture control sensor for detecting gesture commands from users. The medical monitoring device may enable gesture control when it receives an identifier from a tag and the identifier is authenticated. The tag may include an RFID tag and/or a barcode. The identifier may be authenticated locally and/or by a remote device communicatively coupled to the medical monitoring device (e.g., over a network). Once gesture control is enabled, gestures by the user may be identified by the medical monitoring device, an action corresponding to the gesture may be determined, and the action may be performed. The gesture control sensor may be disabled manually or automatically when predetermined criteria are satisfied to prevent the gesture control sensor from receiving inadvertent commands. | 1. A medical monitoring device comprising: a measurement component configured to receive, from at least one sensor, physiological data representative of a physiological condition of a patient; a gesture sensor configured to determine a gesture by a user; a wireless reader configured to read a tag presented by the user and retrieve an identifier from the tag; a processing unit configured to: enable gesture control in response to the wireless reader retrieving the identifier, generate an indication of a status of the gesture control when a gesture is not recognized or when the medical monitoring device is unable to execute the command, generate an indication of a current status of the wireless reader of an attempt to read the tag presented by the user, the current status including scanning for the tag, reading the tag, or authenticating the identifier from the tag, determine an action to perform in response to the gesture; and a display configured to display the indication of the status of the gesture control and the indication of the current status of the wireless reader.
3148 | CPR training system and methods | A system including a chest compression sensor configured to detect at least one parameter corresponding to chest compressions of a subject and an electrocardiogram signal simulator configured to generate a simulated electrocardiogram signal and combine and/or modify the simulated electrocardiogram signal with an output of the chest compression sensor to produce a simulated electrocardiogram signal with a CPR artifact. | 1. A cardio-pulmonary resuscitation (CPR) training system, comprising: a chest compression sensor configured to detect at least one parameter corresponding to chest compressions of a mannequin and generate a chest compression signal; and an electrocardiogram signal simulator comprising a transfer function with a single input to the transfer function, the electrocardiogram signal simulator configured to: receive the chest compression signal from the chest compression sensor as the single input to the transfer function; generate a first electrocardiogram signal representative of cardiac-induced electrical activity; and generate a modification signal that acts upon the first electrocardiogram signal to create a second, modified electrocardiogram signal that simulates an electrocardiogram signal of a patient undergoing chest compressions during cardiac arrest, the modification signal simulating a compression-induced artifact that would be present in a measured electrocardiogram signal in a non-simulated environment as a result of mechanical disturbances from the chest compressions, wherein the modification signal is based on the chest compression signal and is generated at least in part by applying the transfer function to the chest compression signal.
3149 | Vehicle vibration and noise reduction system | Provided is a vehicle vibration and noise reduction system that allows the stiffness of the suspension system to be varied while ensuring a favorable noise canceling performance under all conditions. A variable elastic member ( 4 ) is incorporated in a vehicle suspension system, and a noise control unit ( 56 ) causes a canceling sound to be emitted from a loudspeaker ( 32 ) according to a reference signal obtained from a strain sensor ( 31 ) provided on the variable elastic member and an error signal obtained from a noise detection unit ( 33 ) for detecting noises in the passenger compartment of the vehicle. The noise control unit is configured to change a noise canceling property of the noise control unit depending on the elastic modulus of the variable elastic member. | 1. A vehicle vibration and noise reducing system, comprising: a microphone for detecting noises in a passenger compartment of a vehicle; a speaker for emitting canceling sound therefrom; an active noise control device for controlling the canceling sound emitted from the speaker so as to cause the canceling sound to cancel the noises by processing an error signal obtained from the microphone; an elastic member interposed in a transmission path of vibrations from a road surface to the passenger compartment of the vehicle, wherein the elastic member is incorporated in an elastic bush of a wheel suspension system of the vehicle and is a variable elastic member having a variable elastic modulus which allows a stiffness of the elastic bush of the wheel suspension system to be varied; a strain sensor for detecting strain in the elastic member; and an elastic member control unit for varying the elastic modulus of the variable elastic member under a prescribed condition, wherein the active noise control device is configured to control the canceling sound emitted from the speaker by taking into account the strain detected by the strain sensor and further by changing a noise canceling property of the active noise control device depending on the elastic modulus of the variable elastic member such that the stiffness of the elastic bush of the suspension system is allowed to be varied while ensuring a noise canceling performance under the prescribed condition.
3150 | Apparatus for generating focused electromagnetic radiation | A method for generating electromagnetic radiation, including the steps of: providing a series of adjacent electrode pairs arranged on a common dielectric substrate, the electrodes of each electrode pair substantially aligned on opposite sides of the common dielectric substrate; energizing a first electrode pair in the series of electrode pairs at an energizing time to produce a volume polarization distribution pattern within the common dielectric substrate; energizing a next adjacent electrode pair in the series of adjacent electrode pairs at a next energizing time to produce a variation of the volume polarization distribution pattern within the common dielectric substrate, the center of the next adjacent electrode pair located a distance from the center of the previous adjacent electrode pair, wherein the next energizing time is a time interval after the previous energizing time, the time interval less than the time for light to travel the distance between the centers of the previous and the next adjacent electrode pairs; and repeating the step of energizing the next adjacent electrode pair for subsequent electrode pairs in the series of adjacent electrode pairs to produce a continuous time-varying volume polarization distribution pattern within the common dielectric substrate. | 1. A method for generating electromagnetic radiation, comprising the steps of: providing a series of adjacent electrode pairs arranged on a common dielectric substrate, the electrodes of each electrode pair substantially aligned on opposite sides of the common dielectric substrate; energizing a first electrode pair in the series of electrode pairs at an energizing time to produce a volume polarization distribution pattern within the common dielectric substrate; energizing a next adjacent electrode pair in the series of adjacent electrode pairs at a next energizing time to produce a variation of the volume polarization distribution pattern within the common dielectric substrate, the center of the next adjacent electrode pair located a distance from the center of the previous adjacent electrode pair, wherein the next energizing time is a time interval after the previous energizing time, the time interval less than the time for light to travel the distance between the centers of the previous and the next adjacent electrode pairs; and repeating the step of energizing the next adjacent electrode pair for subsequent electrode pairs in the series of adjacent electrode pairs to produce a continuous time-varying volume polarization distribution pattern within the common dielectric substrate.
3151 | Inverted E antenna with parallel plate capacitor formed along an arm of the antenna for use with an implantable medical device | The device includes radio frequency (RF) communication components installed within a case of the device and an antenna with an inverted E shape mounted within a header of the device. The antenna has three branches extending from a main arm: a capacitive branch connecting one end of the main arm to the case; an RF signal feed branch connecting a middle portion of the main arm to the internal RF components of the device via a feedthrough; and an inductive branch connecting the opposing (far) end of the main arm to the case to provide a shunt to ground. | 1. An implantable medical device for implant within a patient, the device comprising: a case; pulse generating circuitry housed within the case; radio frequency (RF) communication components installed within the case of the device; a header mounted to an exterior surface of the case, the header being disposed only along a single edge of the case, wherein the header encloses a feedthrough assembly and connectors for receiving electrical leads for electrical connection to the pulse generating circuitry; and an antenna coupled to the RF communication components and having an inverted E shape wherein a first branch of the antenna includes a capacitor formed of a set of conducting plates with a non-conductive medium interposed between the plates, and the inverted E shaped antenna is disposed adjacent to an outer edge of the header and substantially circumscribes a path about the connectors within the header, wherein a major surface of the header defines a first plane and the capacitor defines a second plane that is in a generally parallel plane relationship with the first plane such that, upon implant, the second plane of the capacitor is substantially oriented along a coronal plane of the patient.
3152 | Implantable medical device and power controlling method thereof | An implantable medical device includes a secondary coil for receiving an RF signal from the external terminal by an induced electromotive force excited by an external terminal primary coil. RF signal includes a power signal for energizing the medical device and data signal generated upon modulation of the power signal for use in controlling the medical device. The implantable medical device further comprises: a power processing block for converting the received power signal into DC for use by the implantable medical device; a data communication circuit activated by the DC supplied from the power processing block for demodulating the modulated data signal from the RF signal; a charge unit for charging a battery with the DC supplied from the power processing block; and a control unit to be operative by a power supply from the battery for controlling the implantable medical device according to the demodulated data signal. | 1. An implantable medical device interworking with an external terminal having a primary coil, the implantable medical device comprising; a secondary coil configured to receive an RF signal from the external terminal by an induction of an induced electromotive force by magnetic coupling between the primary coil and the secondary coil, the RF signal including a power signal for energizing the implantable medical device and a data signal generated upon modulation of the power signal for use in controlling the implantable medical device; a power processing block configured to convert the received power signal into a DC power to be used by the implantable medical device; a charge unit configured to charge a battery with the DC power supplied from the power processing block; a communication signal detector configured to detect the data signal; a data communication circuit configured to be energized by the DC power supplied from the power processing block while the data signal is detected and to demodulate a modulated data; and a control unit configured to be energized by an operation power supplied from the battery, to control the implantable medical device according to a demodulated data signal, and to selectively connect or disconnect the data communication circuit from the power processing block depending on the presence of the data signal detected by the communication signal detector.
3153 | Wearable device coupled by magnets positioned in a frame in an interior of the wearable device with at least one electronic circuit | A wearable device is provided with a wearable device structure. A frame is positioned in an interior of the wearable device structure. A plurality of magnets are provided. At least a portion of the plurality of the magnets are coupled to the frame. Electronic circuitry is positioned in an interior of the wearable device structure adjacent to the frame. | 1. A wearable device, comprising: a wearable device including a first end and a second end; a frame positioned in an interior of the wearable device structure; a plurality of magnets, positioned in an interior of the wearable device structure, with a distance between overlapped magnets when the first and second ends overlap, measured from facing faces of the magnets is 0.1 to 10 mm and an overlap of magnet areas at the first end to the second end is at least 75%; an electronic device coupled to the wearable device structure, the electronic device including a memory configured to provide for encryption of the electronic device and voice recognition the electronic device including, one or more haptic device sensors that accepts input from the user based on haptic motion, one or more accelerometers, a search module to search for text, a graphics module and one or more proximity sensors, a payment application configured to provide payments to third parties and the electronic device configured to receive updates wirelessly, the electronic device including a display controller configured to detect contact by the user for at least a portion of the electronic device and any breaking of the contact with the at least a portion of the electronic device, a power failure detection circuit, an optical sensor controller in an I/O subsystem and an accelerometer coupled to the I/O subsystem, the electronic device including a proximity sensor, a calculator, an e-mail module and a video player module; and electronic circuitry positioned at the electronic device.
3154 | Remote control of dialysis machines | This disclosure relates to remote control of dialysis machines. In certain aspects, a method includes receiving a request for a network connection from a dialysis machine and establishing the network connection with the dialysis machine. The method also includes receiving, from a client device, a request to access the dialysis machine, authorizing the client device to access the dialysis machine, receiving, from the dialysis machine, information pertaining to an operation of the dialysis machine, and providing, to the client device, the received information. | 1. A method performed by a data processor, the method comprising: receiving a request for a network connection from a first dialysis machine; establishing the network connection with the first dialysis machine; receiving a designation of a level of access among a plurality of levels of access to the first dialysis machine granted to the data processor, wherein the level of access allows one or both of monitoring and controlling of the first dialysis machine; receiving, from a first client device, a request to access the first dialysis machine; authorizing the first client device to access the first dialysis machine based on an identity of one or both of the first client device and a user of the first client device; receiving, from the first dialysis machine, information pertaining to an operation of the first dialysis machine; providing, to the first client device, the information received from the first dialysis machine; receiving a connection from a second dialysis machine; receiving, from a second client device, a request to access the second dialysis machine; authorizing the second client device to access the second dialysis machine; receiving, from the second dialysis machine, information pertaining to an operation of the second dialysis machine; providing, to the second client device, the information received from the second dialysis machine; receiving, from the second client device, instructions for the second dialysis machine; providing, to the second dialysis machine, the instructions received from the second client device for the second dialysis machine; receiving, from a third client device, a request to access the second dialysis machine; authorizing the third client device to access the second dialysis machine; providing, to the third client device, the information received from the second dialysis machine; receiving, from the third client device, instructions for the second dialysis machine; and providing, to the second dialysis machine, the instructions received from the third client device for the second dialysis machine.
3155 | Power management for wireless devices | A method and apparatus for wireless device power management is provided. The method comprises providing a charge to an intermediate power cell by electrically connecting the intermediate power cell to a power source, disconnecting the intermediate power cell from the power source, and electrically connecting the wireless device to the intermediate power cell. Such electrical connecting enables power cell recharging within the wireless device. | 1. A method for managing power for a wireless medical device, comprising: charging an intermediate power cell by electrically connecting the intermediate power cell to a power source; disconnecting the intermediate power cell from the power source; and electrically connecting the wireless medical device to the intermediate power cell by physically attaching the wireless medical device to a charging carrier, wherein the electrically connecting enables recharging of a power cell within the wireless medical device; wherein said charging the intermediate power cell, disconnecting the intermediate power cell from the power source, and electrically connecting the wireless medical device to the intermediate power cell to recharge the power cell within the wireless medical device facilitates a continuous supply of available power to the wireless medical device, thereby allowing repeated operation of the wireless medical device to control at least one medical procedure via wireless signal transmissions from the wireless medical device, said wireless medical device comprising a footpedal component.
3156 | Apparatus for generating extreme ultraviolet light | An apparatus for generating extreme ultraviolet light includes a droplet generator which provides a droplet to react with light from a light source to generate extreme ultraviolet light, a droplet collector which collects the droplet, and a droplet detector which includes a plurality of pressure sensors, the pressure sensors detect a position of the droplet provided to the droplet collecting unit. | 1. An apparatus for generating extreme ultraviolet light, comprising: a droplet generator which provides a droplet to react with light from a light source to generate extreme ultraviolet light; a droplet collector which collects the droplet; and a droplet detector which includes a plurality of pressure sensors, the pressure sensors detect a position of the droplet provided to the droplet collector.
3157 | Digitally invertible universal amplifier for recording and processing of bioelectric signals | A system for measuring electrical signals in a biological subject includes a variable gain amplifier with a predetermined transfer function that generates amplified signals corresponding to an input from electrical signals in the biological subject over a predetermined range of frequencies and amplification gain levels, an analog to digital converter generating digital data corresponding to the amplified signals, and a signal processing device receiving the digital data for the plurality of amplified signals. The signal processing device applies an inversion filter with another transfer function that is an inverse of the transfer function of the variable gain amplifier to remove an effect of the transfer function from the digital data, and generates an output signal corresponding to the electrical signals in the subject with reference to the filtered digital data. | 1. A system for measuring electrical signals in a biological subject comprising: a variable gain amplifier configured to generate a plurality of amplified signals corresponding to an input from a plurality of electrical signals measured in the biological subject over a predetermined range of frequencies at a plurality of predetermined amplification gain levels, the variable gain amplifier having a predetermined transfer function; an analog to digital converter (ADC) operatively connected to an output of the variable gain amplifier and configured to generate digital data corresponding to the plurality of amplified signals from the variable gain amplifier; a signal processing device connected to an output of the ADC to receive the digital data corresponding to the plurality of amplified signals, the signal processing device being configured to: apply an inversion filter to the digital data to generate filtered digital data, the inversion filter having another predetermined transfer function that is an inverse of the transfer function of the variable gain amplifier to remove an effect of the transfer function in the variable gain amplifier from the digital data; and generate an output signal corresponding to the plurality of electrical signals in the subject with reference to the filtered digital data; a signal generator configured to generate a predetermined signal for input to the variable gain amplifier; a signal acquisition device configured to measure another signal from the output of the variable gain amplifier corresponding to the amplified predetermined signal; and the signal processing device being connected to the signal acquisition device and further configured to: identify an error between the signal from the variable gain amplifier corresponding to the amplified predetermined signal and an expected amplified signal corresponding to the predetermined input signal, the expected amplified signal being identified with reference to the predetermined transfer function of the amplifier; modify a parameter in the predetermined transfer function of the variable gain amplifier to reduce or eliminate the identified error; and store the modified parameter in a memory for use in the predetermined transfer function of the inversion filter to reduce an error in the output signal.
3158 | System and method for providing a training load schedule for peak performance positioning using earphones with biometric sensors | Systems and methods are disclosed for providing a user a training load schedule for peak performance using earphones with biometric sensors. In one embodiment, the system includes earphones, including: speakers; a processor; a heartrate sensor electrically coupled to the processor; and a motion sensor electrically coupled to the processor. In this embodiment, the system also includes a memory coupled to a processor and having instructions stored that, when executed by the processor: display on a display an initial load schedule stored in a memory to the user; calculate a fatigue level of the user based on signals generated by the heartrate sensor; modify the initial load schedule based on the calculated fatigue level to create a dynamic load schedule for the user; and display on the display the dynamic load schedule to the user. | 1. A system for providing a user a training load schedule, comprising: a pair of earphones comprising: speakers; a processor; a heartrate sensor electrically coupled to processor; and a motion sensor electrically coupled to the processor, wherein the processor is configured to process electronic input signals from the motion sensor and the heartrate sensor; and a non-transitory computer-readable medium operatively coupled to at least one of one or more processors and having instructions stored thereon that, when executed by at least one of the one or more processors, cause the system to: display on a display an initial load schedule stored in a memory to the user; calculate a fatigue level of the user based on signals generated by the heart rate sensor; modify the initial load schedule based on the calculated fatigue level to create a dynamic load schedule for the user; and display on the display the dynamic load schedule to the user.
3159 | Method for manufacturing a biological fluid sensor | The present invention presents a method of fabrication for a physiological sensor with electronic, electrochemical and chemical components. The fabrication method comprises steps for manufacturing an apparatus comprising at least one electrochemical sensor, a microcontroller, and a transceiver. The physiological sensor is operable to analyze biological fluids such as sweat. | 1. A method of fabrication for a biological fluid sensor for analyzing at least one analyte in human biological fluid, said biological fluid sensor comprising electronic, electrochemical and chemical components, the method comprising: fabricating a substrate; fabricating a circuit on the substrate; picking and placing the electronic components onto the circuit; reflow soldering of the circuit; fabricating at least two electrodes, wherein the at least two electrodes are comprised of at least one active electrode and at least one reference electrode; fabricating a membrane on the at least one active electrode; sealing and curing the at least one active electrode to create a sealed circuit; and fabricating a dressing; wherein the step of fabricating the at least two electrodes further comprises: fabricating a metallization paste; constructing the least one reference electrode by applying the metallization paste on top of at least one first trace metal of the circuit and annealing; and constructing the least one active electrode by applying the metallization paste on top of at least one second trace metal of the circuit and annealing, wherein the step of fabricating the dressing further comprises: laser cutting a sheet of a top cover medical textile, wherein the top cover medical textile has an adhesive side; mechanically placing the sealed circuit on top of the adhesive side of the top cover medical textile, wherein the at least two electrodes are facing up; laser cutting a microfluidic management layer; circumferentially surrounding the at least two electrodes with the microfluidic management layer; laser cutting a sheet of double-sided adhesive to create a double-sided adhesive layer; mechanically placing the double-sided adhesive layer on top of the sealed circuit such that the double-sided adhesive layer covers the sealed circuit; and pressing the top cover medical textile, the microfluidic management layer, the sealed circuit, and the double-sided adhesive layer for permanent bond.
3160 | Vertebral joint implants and delivery tools | A spinal joint distraction system for treating a facet joint including articular surfaces having a contour is disclosed and may include a delivery device including a generally tubular structure adapted to engage a facet joint, an implant adapted to be delivered through the delivery device and into the facet joint, the implant comprising two members arranged in opposed position, and an implant distractor comprising a generally elongate member adapted to advance between the two members of the implant causing separation of the members and distraction of the facet joint, wherein the implant is adapted to conform to the shape of the implant distractor and/or the articular surfaces of the facet upon being delivered to the facet joint. Several embodiments of a system, several embodiments of an implant, and several methods are disclosed including a method for interbody fusion. | 1. A method for delivering an implant to a spinal facet joint via a posterior access approach, the method comprising: accessing a spinal joint via a posterior approach; advancing a chisel toward the spinal facet joint via the posterior approach; inserting the chisel into the spinal facet joint to provide initial distraction of the joint; inserting a guide device over the chisel to maintain the initial distraction; inserting an implant through the guide device and into the spinal facet joint, wherein the implant is mounted on a distal end of an implant insertion device; and removing the guide device and the implant insertion device, thereby leaving the implant in place in the joint.
3161 | Apparatus and method for spatially selective interventional neuroparticles | An apparatus and method are provided for spatially-selective administration of actions by at least one device in the body using a transducer that is sensitive to a spatially-variant energy field imposed on the at least one device by a source external to a subject's body; and at least one component in the at least one device, wherein interaction of the transducer with the imposed spatially-variant energy field causes or enables at least one component in the at least one device to affect nearby tissues in the body. | 1. An apparatus for spatially-selective administration of an action by at least one device positioned inside a subject'ss body, the apparatus comprising: at least one device positioned inside the subject'ss body including a transducer sensitive to a spatially-variant energy field imposed by a source external to the subject'ss body, and at least one component coupled to the transducer and configured to affect tissue positioned nearby the at least one component in the subject'ss body in response to the transducer reacting to the imposed spatially-variant energy field, wherein the spatially-selective administration of the action is performed by the at least one device as a function of the spatially-variant energy field applied to the subject'ss body.
3162 | Electrode device of an electrosurgical instrument | An electrode device of an electrosurgical instrument is known, comprising at least one electrically conductive electrode section and an electrically insulating carrier section, wherein both the electrode section and the carrier section are made from a ceramic material. In order to improve the mechanical and electrical properties and in order to simplify the production, a green body of the carrier section and a green body of the electrode section are connected to each other, in particular materially, to form a single composite green body and are jointly sintered. | 1. An electrode device of an electrosurgical instrument, the electrode device comprising: at least one conductive electrode section made of a first ceramic material; and an electrically insulating carrier section connected to the at least one conductive electrode section and made of a second ceramic material; wherein the first ceramic material and the second ceramic material are stably connected having a blurred boundary surface caused by being jointly sintered; wherein the first ceramic material and the second ceramic material comprise a same base ceramic material, exhibit essentially same coefficients of thermal expansion, and have different doping of constituents to generate different electrical conductivities; wherein the same base ceramic material comprises silicon nitride.
3163 | Smart package and method for manufacturing the package | A smart package backing ( 100 ) for pills removable from the backing, wherein the backing is adapted to record a removal of said pills by means of detection elements ( 103, 401 a, 501 a). The detection elements comprise electrical components ( 401 a, 501 a), wherein said electrical components are pressed onto the backing ( 100 ) with methods of printing technology. The removal of a pill from the backing is adapted to bring about a structural change in at least one printed component, and the structural change of said component is adapted to bring about an electrically measurable change in an electric circuit comprising said component. In addition, at least one of said electrical components ( 401 a, 501 a) deviates in terms of its specific electrical value from the specific electrical value of at least one other electrical component ( 401 a, 501 a). | 1. A backing comprising a plurality of objects removable from the backing, wherein the backing further comprises detection elements, the detection elements comprising a plurality of printed electrical components and detection means adapted to record a removal of an object of said plurality of objects, and wherein said printed electrical components are pressed onto the backing with methods of printing technology, and wherein the removal of the object of said plurality of objects from the backing brings about a structural change including a cut off or break in at least one printed electrical component of said plurality of printed electrical components, and wherein the structural change of said printed electrical component brings about an electrically measurable change in an electric circuit comprising said printed electrical component, and further wherein at least one of said plurality of printed electrical components deviates in terms of its specific electrical value from the specific electrical value of at least one other printed electrical component of said plurality of printed electrical components, wherein the backing further comprises a wireless data transfer module operable in a mobile communication system for delivering information relating to a removal of said object of the plurality of objects outside the backing responsive to detecting the removal of said object of the plurality of objects without user input.
3164 | Disinfecting touch-based screen automatically | A UV and visible light transparent film material is secured onto or within a touch-based screen to automatically disinfect the external surface. UV light is emitted from a UV light source into an edge of the transparent film material in order to transfer the UV light through the transparent film material while remaining in the transparent film material through total internal reflection effect. Some UV light exits the transparent film material at points of contact to disinfect fingertips and immediate surrounding areas through the frustrated total internal reflection effect. | 1. An apparatus to automatically disinfect a touch-based screen, the apparatus comprising: a transparent film material substantially covering a display surface of the touch-based screen; an ultra violet (UV) light source located on an edge of the transparent film material, wherein UV light from the UV light source is emitted through the transparent film material to disinfect the transparent film material such that when a user touches the transparent film material at a contact point, the UV light exits the transparent film material and disinfects fingertips of the user and immediate surrounding areas of the fingertips at the contact point; and an optical index matching gel applied between the UV light source and the edge of the transparent film material to allow additional UV light to enter the transparent film material at a low power to maximize safety.
3165 | Pharmaceutical injection system | This pharmaceutical injection system is provided with a pharmaceutical injection device, a charging device, a detector, and an alarm section. The pharmaceutical injection device has a main body case and a pharmaceutical syringe mounting portion provided within the main body case and to which a pharmaceutical syringe is removably mounted. The pharmaceutical injection device is placed in the charging device, and the charging device has a charger for charging the pharmaceutical injection device. The detector is provided to the pharmaceutical injection device and/or the charging device and detects whether or not the pharmaceutical syringe has been mounted to the pharmaceutical syringe mounting portion. The alarm section is connected to the detector and emits an alarm when it is detected that the pharmaceutical syringe has been mounted onto the pharmaceutical syringe mounting portion. | 1. A pharmaceutical injection system, comprising: a pharmaceutical injection device that has a main body case, a rechargeable battery removably mounted in the main body case, and a pharmaceutical syringe mounting portion provided within the main body case and to which a pharmaceutical syringe is removably mounted; a charging device in which the pharmaceutical injection device is placed, and which has a charger configured to charge the rechargeable battery in the pharmaceutical injection device; a detector that is provided in or on the charging device and detects whether or not the pharmaceutical syringe has been mounted to the pharmaceutical syringe mounting portion; and an alarm section that is connected to the detector, the alarm section being configured to emit an alarm when the detector detects that the pharmaceutical syringe has been mounted onto the pharmaceutical syringe mounting portion, wherein the detector protrudes from the charging device to the pharmaceutical syringe mounting portion side of the pharmaceutical injection device, and includes a switch configured to be pressed by the pharmaceutical injection device when the pharmaceutical injection device has been placed in the charging device.
3166 | Patch-sized fluid delivery systems and methods | A patch-sized fluid delivery device may include a reusable portion and a disposable portion. The disposable portion may include components that come into contact with the fluid, while the reusable portion may include only components that do not come into contact with the fluid. Redundant systems, such as redundant controllers, power sources, motor actuators, and alarms, may be provided. Alternatively or additionally, certain components can be multi-functional, such a microphones and loudspeakers that may be used for both acoustic volume sensing and for other functions and a coil that may be used as both an inductive coupler for a battery recharger and an antenna for a wireless transceiver. Various types of network interfaces may be provided in order to allow for remote control and monitoring of the device. | 1. A system, comprising: a flexible reservoir for holding an infusion medium comprising a septum; a syringe comprising a needle attached thereto and a piston disposed at least partially within the syringe, the piston being moveable within the syringe, the piston comprising a piston body for forcing the infusion medium out of the syringe; and a fill apparatus, the fill apparatus comprising: a filling aperture for engaging with a portion of the syringe; a base portion; and a cover portion hingedly attached to the base portion wherein the reservoir is located between the base portion and the cover portion; wherein the filling aperture provides a path for transferring the infusion medium from an infusion medium container to the reservoir when a needle has pierced the septum, wherein the septum capable of being pierced by the syringe to allow the infusion medium to be filled into the reservoir through the septum, and wherein the filling aperture having a transfer element for guiding a needle connected to the syringe to pierce the septum and for providing the path to allow the infusion medium to be transferred from the syringe to the reservoir.
3167 | Method and apparatus to perform electrode combination selection | Approaches for selecting an electrode combination of multi-electrode pacing devices are described. Electrode combination parameters that support cardiac function consistent with a prescribed therapy are evaluated for each of a plurality of electrode combinations. Electrode combination parameters that do not support cardiac function are evaluated for each of the plurality of electrode combinations. An order is determined for the electrode combinations based on the parameter evaluations. An electrode combination is selected based on the order, and therapy is delivered using the selected electrode combination. | 1. A method comprising: evaluating, for each of multiple electrode combinations, one or more first parameters and one or more second parameters produced as a result of an electrical stimulation delivered using each of the multiple electrode combinations, the first parameters supportive of cardiac function consistent with a prescribed therapy and the second parameters not supportive of cardiac function consistent with the prescribed therapy; selecting an electrode combination from the multiple electrode combinations based on the evaluated first and second parameters that respectively correspond to each of the multiple electrode combinations; delivering a patient therapy using the selected electrode combination; and performing an electrode combination status update, including re-evaluating the one or more first parameters and the one or more second parameters for at least the selected electrode combination.
3168 | Method of fabricating and testing a circuit board | Designs and methods of construction for a printed circuit board (PCB) in an implantable pulse generator (IPG) are disclosed which facilitate IPG PCB testing while also providing for protection of IPG circuitry in a simple and cost effective manner. The IPG PCB is formed as part of a larger test PCB, which includes an extender portion with traces routing nodes of interest in the IPG PCB to an edge connector. IPG electronics are mounted or soldered to the IPG PCB, and then such electronics are tested via the edge connector. The IPG PCB is then singulated from the extender portion in a manner leaving one or more PCB tabs at the severed edge of the PCB. The PCB tab(s) extend from the severed edge, and create an offset distance preventing traces severed and now exposed at the severed edge from contacting and potentially shorting to conductive structures in the IPG. | 1. A method for constructing and testing a circuit board for an implantable medical device, comprising: coupling electronic components to a circuit board, wherein the circuit board comprises an implantable medical device portion and an extender portion, wherein the extender portion comprises a plurality of traces and a connector with a plurality of contacts, wherein each trace is coupled to a node in the implantable medical device portion and to a contact of the connector; testing the electronic components via the connector; and singulating the implantable medical device portion from the extender portion thereby forming a severed edge comprising the traces as severed, wherein the severed edge of the implantable medical device portion comprises at least one first portion comprising at least some of the severed traces, and at least one second portion not comprising the severed traces, wherein the at least one first portion is recessed with respect to the at least one second portion along the severed edge.
3169 | Recharge tuning techniques for an implantable device | Techniques are disclosed for tuning a frequency at which an external device transcutaneously transfers energy. The transferred energy may be used to charge a rechargeable power source of an implantable medical device (IMD) and/or to power the IMD directly. One embodiment relates to a charging system that may comprise a circuit to drive a primary coil of an external device at a drive frequency and a control circuit to tune the drive frequency based on a characteristic of a monitored signal that is associated with the primary coil. The characteristic is not present when the primary coil is being driven at a resonant frequency of the system. In a specific example, the characteristic comprises a stub pulse and the control circuit is configured to tune the drive frequency based on at least one of a relative timing and a width of the stub pulse. | 1. A charging system configured to transcutaneously deliver power, comprising: a primary coil; a drive circuit configured to drive the primary coil at a drive frequency; and a control circuit configured to tune the drive frequency based on a characteristic of a signal that occurs within the primary coil wherein the signal has a signal level that varies with respect to time, wherein the characteristic is not present when the primary coil is being driven at a resonant frequency of the system and wherein the characteristic comprises at least one transition in the signal level of the signal.
3170 | Cartridges, kits, and methods for enhanced mixing for detection and quantification of analytes | Devices, systems, and methods for detecting molecules of interest within a collected sample are described herein. In certain embodiments, self-contained sample analysis systems are disclosed, which include a reusable reader component, a disposable cartridge component, and a disposable sample collection component. The reader component may communicate with a remote computing device for the digital transmission of test protocols and test results. In various disclosed embodiments, the systems, components, and methods are configured to identify the presence, absence, and/or quantity of particular nucleic acids, proteins, or other analytes of interest, for example, in order to test for the presence of one or more pathogens or contaminants in a sample. | 1. A sample analysis cartridge comprising: an input tunnel that extends from an aperture, the input tunnel configured to permit insertion of a sample collection device having a distal portion adapted to be exposed to a sample; a reservoir configured to hold a fluid, the reservoir further configured to receive the sample from the sample collection device; a piezoelectric transducer that forms at least part of a wall of the reservoir, the piezoelectric transducer configured to emit energy into the reservoir to mix the fluid, the sample, and reagents; and a shuttle defining a first compartment and a second compartment, the first and second compartment configured to be disposed within the reservoir in a mixing position, wherein the piezoelectric transducer is configured to emit the energy into the reservoir to move the fluid in the reservoir between the first and second compartments to mix the fluid, the sample, and the reagents in the reservoir.
3171 | Apparatus for conducting oral care experiments and method of forming and using the same | An apparatus for conducting oral care experiments with enamel block substrates ( 140 ) and a method of forming and using the same. In one aspect, the invention can be an apparatus for conducting oral care experiments comprising: a plate having a first major surface ( 111 ) and a second major surface ( 112 ); a handle ( 170 ) coupled to and extending from the plate; and at least one enamel block substrate mounted on the first major surface of the plate. | 1. An apparatus for conducting oral care experiments comprising: a plate having a first major surface and a second major surface; an elongated rod-shaped handle coupled to and extending from the plate, the handle comprising a rigid core and a coating of wax material substantially covering the handle; and at least one enamel block substrate mounted on the first major surface of the plate, wherein the plate is formed of a material selected from the group consisting an animal wax, a vegetable wax, a mineral wax, a petroleum wax, a synthetic wax and combinations thereof; wherein the material is inert with respect to saliva; wherein the plate is substantially flat and the plate has a thickness of 0.15 cm to 1 cm; wherein a plurality of enamel block substrates are mounted on the first major surface of the plate and arranged in an array, the enamel block substrates each having a mass of heated wax material applied to a surface of the substrate to be pressed against the first major surface of the plate, and wherein the elongated rod-shaped handle includes a diameter that is substantially smaller than a width of the plate.
3172 | Microwave ablation antenna radiation detector | A radiation detector disposed on a microwave antenna assembly is disclosed. The radiation detector includes a receiving antenna adapted to receive errant microwave energy and a rectifier coupled to the receiving antenna that is adapted to rectify at least a portion of the errant microwave energy. A filter is coupled to the rectifier and is adapted to convert the rectified microwave energy into a detection signal. | 1. A method for detecting microwave energy, the method comprising: receiving microwave energy at a receiving antenna coupled to a microwave antenna assembly; rectifying at least a portion of the microwave energy through a rectifier coupled to the receiving antenna; filtering the rectified microwave energy through a filter coupled to the rectifier to convert the rectified microwave energy into a detection signal, wherein the filter includes a capacitor, an inductor, and a resistor coupled in series or parallel; comparing the detection signal with a predetermined threshold signal; and suspending supply of microwave energy based on the comparison of the detection signal with the predetermined threshold signal.
3173 | Physiological signal-based encryption and EHR management | Systems and methods are provided for encoding and decoding data (such as, for example, an encryption key) using a physiological signal. A data item string is separated into a defined number of component segments and each component segment is used as a coefficient of a polynomial equation. A plurality of signal features are then identified from a physiological signal and a plurality of ordered pairs are created based on the plurality of identified signal features using the polynomial equation. A data package including the plurality of ordered pairs and obfuscated by a plurality of chaff points is transmitted to another system. The receiver system uses a corresponding physiological signal to filter out the chaff points and to reconstruct the polynomial equation, for example, by LaGrangian interpolation. The coefficients of the reconstructed polynomial equation are then used to derive the encoded data item string. | 1. A method of decoding a data item string from a receiving data package using a physiological signal, the method comprising: identifying a plurality of signal features from a physiological signal; accessing a plurality of data pairs from the data package; identifying a subset of data pairs from the plurality of data pairs from the data package that correspond to one or more of the plurality of identified signal features from the physiological signal; reconstructing a polynomial equation based on the subset of data pairs such that a second element in each data pair of the subset of data pairs corresponds to an output of the reconstructed polynomial equation when a corresponding first element in the data pair is used as an input to the reconstructed polynomial equation; and deriving the data item string based on the coefficients of the reconstructed polynomial equation, wherein the physiological signal is an ECG signal, and wherein identifying the plurality of signal features includes identifying an R-peak corresponding to each cardiac rhythm cycle.
3174 | System and method for computed radiography using near field communication technology | A system and method for obtaining an intra-oral X-ray image of a patient. The system includes an information carrier plate having an affixed NFC/RFID tag. The NFC/RFID tag includes a memory. A primary tagging device reads and writes temporary information into the tag's memory over a first communication channel. A scanner is in communication with a secondary tagging device to read and write the temporary information saved in the tag's memory over a second communication channel. | 1. A system for obtaining an intra-oral X-ray image of a patient, comprising: one or more information carrier plates, each information carrier plate having a NFC/RFID tag affixed to the information carrier plate, the NFC/RFID tag having a memory; at least one primary tagging device operable to read and write temporary information into the memory of the NFC/RFID tag over a first communication channel; and at least one scanner in communication with a secondary tagging device that is operable to read and write temporary information saved in the memory of the NFC/RFID tag over a second communication channel, wherein the at least one primary tagging device is a mobile communication device.
3175 | Providing information to a user through somatosensory feedback | A hearing device may provide hearing-to-touch sensory substitution as a therapeutic approach to deafness. Through use of signal processing on received signals, the hearing device may provide better accuracy with the hearing-to-touch sensory substitution by extending beyond the simple filtering of an incoming audio stream as found in previous tactile hearing aids. The signal processing may include low bitrate audio compression algorithms, such as linear predictive coding, mathematical transforms, such as Fourier transforms, and/or wavelet algorithms. The processed signals may activate tactile interface devices that provide touch sensation to a user. For example, the tactile interface devices may be vibrating devices attached to a vest, which is worn by the user. The vest may also provide other types of information to the user. | 1. An apparatus, comprising: an input device; a processing module configured to control an array of tactile interface devices and coupled to the input device, wherein the processing module is configured to control the array of tactile interface devices by performing the steps of: receiving samples of a data signal from the input device; selecting a window of samples from the received samples of the data signal; transforming the data samples of the window of samples into spatial patterns by transforming an N-dimensional signal of a first rate within the window of samples into a higher K-dimensional signal of a second slower rate, wherein the second rate corresponds to a rate capable of conveyance to a user through the array of tactile interface devices; and generating control signals for operating the array of tactile interface devices by mapping the spatial patterns to one or more devices of the array of tactile interface devices.
3176 | Battery assembly, electronic cigarette, and method for assembling the battery assembly | The present application discloses a battery assembly, an electronic cigarette using the battery assembly, and a method for assembling the battery assembly. The battery assembly is configured to be connected with an atomizing assembly to form the electronic cigarette. The battery assembly comprises a battery sleeve, a battery, an end cover, a control module, and an electronic wire. The end cover defines an assembling hole configured to mount the control module therein, and the end cover further defines at least one wire holding groove in an inner wall of the assembling hole and configured to enable the electronic wire to pass through. The wire holding groove can effectively prevent the electronic wire from being squeezed and scraped by the battery sleeve and the end cover. Open-circuit and short-circuit of the circuit in the battery assembly can be avoided, and the product quality of the battery assembly can be improved. | 1. A battery assembly configured to be connected with an atomizing assembly to form an electronic cigarette, the battery assembly comprising: a battery sleeve; a battery mounted inside the battery sleeve; an end cover mounted on an end of the battery sleeve; a control module configured to control the atomizing assembly to work; and an electronic wire electrically connected between the battery and the control module; wherein the end cover defines an assembling hole configured to mount the control module therein, and the end cover further defines at least one wire holding groove in an inner wall of the assembling hole and configured to enable the electronic wire to pass through; and wherein the end cover further includes a limiting portion protruding from an inner wall of an end of the assembling hole that is away from the battery, an end of the control module that is away from the battery abuts against the limiting portion, and the wire holding groove axially runs through the limiting portion along the inner wall of the assembling hole.
3177 | Medical laser system | A medical laser system includes a crystal-based laser, a power supply for powering the crystal-based laser, a controller operably connected to the crystal-based laser and the power supply, and a liquid cooling system. The liquid cooling system includes a conduit circuit through which a cooling liquid can circulate. The conduit circuit is thermally coupled to the crystal-based laser such that the cooling liquid in the conduit circuit absorbs heat from the crystal-based laser. One or more heat sinks are coupled to the conduit circuit and to the power supply such that the cooling liquid in the conduit circuit absorbs heat from the power supply. A pump is provided for driving the cooling liquid through the conduit circuit. A heat exchanger cools the cooling liquid in the conduit circuit. | 1. A medical laser system, comprising: a crystal-based laser; a power supply for powering the crystal-based laser; a controller operably connected to the crystal-based laser and the power supply; and a liquid cooling system, comprising: a conduit circuit through which a cooling liquid can circulate, said conduit circuit thermally coupled to the crystal-based laser such that the cooling liquid in the conduit circuit absorbs heat from the crystal-based laser; one or more heat sinks thermally coupled to the conduit circuit and to said power supply such that said cooling liquid in the conduit circuit absorbs heat from the power supply; a pump for driving the cooling liquid through the conduit circuit; a heat exchanger for cooling the cooling liquid in the conduit circuit; and a filter for removing particulates in the cooling liquid, said filter being connected to said conduit circuit in parallel to the crystal-based laser or the one or more heat sinks.
3178 | Generation of VUV, EUV, and X-ray light using VUV-UV-VIS lasers | A method for extending and enhancing bright coherent high-order harmonic generation into the VUV-EUV-X-ray regions of the spectrum involves a way of accomplishing phase matching or effective phase matching of extreme upconversion of laser light at high conversion efficiency, approaching 10−3in some spectral regions, and at significantly higher photon energies in a waveguide geometry, in a self-guiding geometry, a gas cell, or a loosely focusing geometry, containing nonlinear medium. The extension and enhancement of the coherent VUV, EUV, X-ray emission to high photon energies relies on using VUV-UV-VIS lasers of shorter wavelength. This leads to enhancement of macroscopic phase matching parameters due to stronger contribution of linear and nonlinear dispersion of both atoms and ions, combined with a strong microscopic single-atom yield. | 1. The method of generating coherent emission within the VUV, EUV, and X-ray region of the spectrum comprising the steps of: (a) providing a nonlinear medium comprising a gas for high harmonic generation (HHG) of laser light; (b) selecting the pressure of the nonlinear medium; (c) generating a laser driving pulse having a selected wavelength within the VUV-UV-VIS region of the spectrum and a selected peak intensity above 5×1014W/cm2; and (d) focusing the driving pulse into the nonlinear medium to cause HHG upconversion resulting in a generated pulse within a selected range within the VUV, EUV, and X-ray region of the spectrum; wherein steps (a)-(d) effectively phase match the driving pulse and the generated pulse sufficiently to result in a coherent generated pulse wherein the coherence length is comparable to the absorption depth.
3179 | Pet animal collar for health and vital signs monitoring, alert and diagnosis | A system for monitoring vital signs of a pet animal comprises an annular band, an accelerometer configured to measure at least one of resting patterns, activity patterns, movement patterns, position patterns relating to, for example the pet animal relieving itself, lameness and scratching, and a non-accelerometer sensor configured to measure at least one of the following non-accelerometer-measured bioparameters of the pet animal: temperature, pulse rate, respiration rate. One or more processors are configured to receive sensor output data and reference data concerning the measured bioparameters of the pet animal or of a population of the pet animal, and determine a suspicion of a specific medical condition by: (i) scoring at least two bioparameters and comparing a cumulative score to a threshold cumulative score or to a threshold cumulative range; or (ii) identifying an abnormal pattern. The processor(s) may send an alert if at least one specific medical condition is suspected. | 1. A system for monitoring vital signs of a pet animal, comprising: a collar comprising an annular band, the annular band having a working surface configured to wrap around a neck of a pet animal; a sensor array comprising at least two sensor elements situated along a circumference of the band, the at least two sensor elements including an accelerometer and at least one non-accelerometer sensor, the accelerometer configured to measure at least one accelerometer-measured bioparameter of the pet animal from among: resting patterns, activity patterns, movement patterns, position patterns, lameness and scratching, and the at least one non-accelerometer sensor configured to measure the following non-accelerometer-measured bioparameters of the pet animal: (a) temperature and (b) at least one of (i) pulse rate and (ii) respiration rate, wherein the at least one of pulse rate and respiration is measured by at least one acoustic sensor; at least one acoustic balancer projecting from a rear surface of the band at one or more regions along the circumference of the band; at least two acoustic concentrators along the circumference of the band and integrally formed with the band, the at least two acoustic concentrators projecting radially inward from the working surface and having a dimension along an axis that projects radially inward from the working surface, the at least two acoustic concentrators configured in shape to penetrate a fur of the neck of the pet animal and reduce relative movement between the collar and the pet animal when a head of the pet animal moves so as to, together with the at least one acoustic balancer, reduce noise, capture a low frequency sound, conduct a readable signal from the neck to the at least one acoustic sensor, and improve accuracy of position outputs by the accelerometer; one or more remote or local processors configured to receive (a) sensor output data from the sensor array concerning the measured bioparameters and (b) reference data concerning the measured bioparameters of the pet animal or of a population of the pet animal, the one or more remote or local processors configured to determine whether a specific medical condition is suspected by at least one of the following: (i) scoring at least two bioparameters relative to the reference data and comparing a cumulative score of all the scored bioparameters to a threshold cumulative score or to a threshold cumulative range; or (ii) identifying an abnormal pattern in the at least one bioparameter from among the accelerometer-measured bioparameters and the non-accelerometer-measured bioparameters, the one or more remote or local processors configured to perform a quality assurance test on said sensor input data for the at least one accelerometer-measured bioparameter and to apply results of said quality assurance test to said sensor output data that is considered a necessary component fir detecting the at least one specific medical condition such that: (i) if said sensor output data passes the quality assurance test said sensor output data is deemed a sufficient condition for detecting the at least one specified medical condition and the one or more remote or local processors are configured to send an alert, whereas (ii) if said sensor output data fails the quality assurance test, sensor output data from the non-accelerometer-measured bioparameters of the pet animal is processed, wherein the collar is configured to monitor the vital signs such that the signal to noise ratio is sufficiently high, and outputs of the accelerometer are sufficiently accurate, for the monitoring of the vital signs to be sufficiently accurate to assist in diagnosing the health condition of the pet animal.
3180 | Analyzing marine trip data | Various implementations described herein are directed to a non-transitory computer readable medium having stored thereon computer-executable instructions which, when executed by a computer, may cause the computer to receive data recorded by a wearable device during a fishing trip. The computer may receive location data that corresponds to the fishing trip. The computer may use the data recorded by the wearable device to determine a time period for a fishing activity during the fishing trip. The computer may use the location data to determine locations corresponding to the time period. | 1. A non-transitory computer-readable medium having stored thereon a plurality of computer-executable instructions which, when executed by a computer, cause the computer to: receive data recorded during a fishing trip, wherein the fishing trip is by one or more fisherman using a vessel on a body of water, wherein the data comprises at least fishing log data that is sensed and recorded by at least a wearable device or the fishing log data that is sensed and recorded by at least the wearable device in combination with at least one of location data, speed and engine data, or sonar data, wherein the wearable device is worn by a user and comprises one or more integrated sensors, and wherein the data sensed and recorded by the wearable device comprises a record of at least one of catches, casts, or bites; determine, based on the received data, at least three different types of fishing activity and a corresponding time period for each determined type of fishing activity during the fishing trip, wherein the types of fishing activity include at least three of running, finding fish, trolling, or fishing, wherein at least one of the determined three types of fishing activity is fishing, wherein determining a time period for fishing comprises using at least the fishing log data that is sensed and recorded by the wearable device, wherein a time period for running corresponds to a time period during the fishing trip where the vessel is traveling to or from a location on the body of water, wherein a time period for finding fish corresponds to a time period during the fishing trip where the one or more fisherman is attempting to locate fish, wherein the time period for fishing corresponds to a time period during the fishing trip where the one or more fisherman is attempting to catch fish, wherein a time period for trolling corresponds to a time period during the fishing trip where the one or more fisherman is traveling at a consistent, predetermined low speed; determine, based on the received data, one or more portions of a route of the fishing trip that correspond to each of the determined at least three types of fishing activity such that the corresponding type of fishing activity was performed at one or more locations corresponding to the one or more portions of the route; and cause a screen of a marine electronic device to display the one or more portions of the route that correspond to each of the determined at least three types of fishing activity in relation to the route of the fishing trip such that the one or more portions of the route are distinct from at least any remaining portions of the route.
3181 | Chopper-stabilized instrumentation amplifier for impedance measurement | In general, this disclosure is directed to a mixer amplifier that can be utilized within a chopper stabilized instrumentation amplifier. The chopper stabilized instrumentation amplifier may be used for physiological signal sensing, impedance sensing, telemetry or other test and measurement applications. In some examples, the mixer amplifier may include a current source configured to generate a modulated current at a modulation frequency for application to a load to produce an input signal, an amplifier configured to amplify the input signal to produce an amplified signal, and a demodulator configured to demodulate the amplified signal at the modulation frequency to produce an output signal indicating an impedance of the load. | 1. An electrical impedance sensing device comprising: a current source configured to generate a modulated current at a modulation frequency for application to a biological load to produce an input signal; an amplifier configured to amplify the input signal to produce an amplified signal; a demodulator configured to demodulate the amplified signal at the modulation frequency to produce an output signal indicating an impedance of the biological load; first implantable electrodes coupled to apply the modulated current across the biological load; and second implantable electrodes coupled to sense the input signal produced across the biological load.
3182 | Wideband radar with heterogeneous antenna arrays | A heterogeneous antenna array containing antenna elements of different antenna element sizes interleaved among one another is disclosed. Heterogeneous antenna arrays as disclosed herein can efficiently cover a broad range of frequencies without loss of optimality at higher frequencies. Also disclosed are methods of frequency-domain oriented image reconstruction which are suitable for use with heterogeneous antenna arrays. | 1. A radar system for reconstructing an image by computing a weighted combination of per-frequency estimates, the radar system comprising: a heterogeneous wideband antenna array apparatus; and a data processing unit connected to the heterogeneous wideband antenna array apparatus; wherein the heterogeneous wideband antenna array apparatus includes: a first sub-array comprising one or more antenna elements congruent to a first antenna element which is optimized to operate within a first frequency range; and a second sub-array comprising one or more antenna elements congruent to a second antenna element which is optimized to operate within a second frequency range; and wherein: the first frequency range is different from the second frequency range; the first frequency range and the second frequency range overlap; the first antenna element is not congruent to the second antenna element; antenna elements of the first sub-array and antenna elements of the second sub-array are interleaved such that at least one antenna element of the antenna array apparatus is surrounded by antenna elements which are not congruent to the at least one antenna element; and wherein: the data processing unit is operative to: collect a plurality of microwave responses for a plurality of combinations of transmit antenna elements and receive antenna elements of the antenna array apparatus, respectively, wherein each combination includes a transmit antenna element and a receive antenna element; compute a plurality of per-frequency estimates of a frequency-domain transfer function based on the plurality of microwave responses for the plurality of combinations of transmit antenna elements and receive antenna elements of the antenna array apparatus, wherein each per-frequency estimate is based on a measurement using a transmit antenna element and a receive antenna element of the heterogeneous wideband antenna array apparatus at a specified frequency; compute a plurality of estimated reflectivities at a plurality of three-dimensional locations, wherein each estimated reflectivity is computed based on a combination of the per-frequency estimates of the frequency-domain transfer function weighted by a phasor, wherein the phasor is a function of the transmit antenna element and the receive antenna element at the specified frequency; and reconstruct an image according to a function of the plurality of estimated reflectivities.
3183 | Wearable device and method for manufacturing the same | A main body of a wearable device, includes: a front case; a bottom case joined with the front case to form a waterproof cavity; and electronic components disposed in the cavity, the electronic components including a printed circuit board (PCB) having a wireless data transceiving assembly, wherein the bottom case includes two charging contacts formed on an outer side of the bottom case and electrically coupled to the electronic components. | 1. A main body of a wearable device, comprising: a front case including an outer case surface that is partially or completely transparent; a bottom case joined with the front case to form a waterproof cavity; electronic components disposed in the cavity, the electronic components including: a printed circuit board (PCB) having a wireless data transceiving assembly; and an indicator light electrically coupled to the PCB, the indicator light being disposed proximate to an inner side of the outer case surface facing the cavity; and a front case decorative piece attached to an outer side of the outer case surface, the front case decorative piece including a light penetration area corresponding to the indicator light, wherein the bottom case includes two charging contacts formed on an outer side of the bottom case and electrically coupled to the electronic components.
3184 | System and method for conserving battery power in a patient monitoring system | A vital-signs patch in a patient monitoring system is disclosed. The patch includes a housing configured to be attached to the skin of a patient, the housing containing a radio that can selectably transmit and receive on more than one frequency and a processor. The processor configures the radio to transmit and receive on a determined frequency based at least in part on the level of noise detected on the frequencies. | 1. A vital-signs patch in a patient monitoring system, the patch comprising: a patch housing configured for attaching to the skin of a patient and containing: a plurality of electrodes in contact with the skin of the patient to measure a plurality of physiological parameters of the patient; a radio configured to selectably transmit and receive on more than one frequency; and a processor operably connected to the radio, the processor: configuring a radio that can be configured to transmit and receive on more than one frequency to operate at a selected frequency, the selected frequency determined from a stored list of frequencies; listening on the selected frequency to determine an amplitude of radio noise at the selected frequency; comparing the amplitude of the radio noise to a threshold value; when the amplitude of the radio noise is greater than the threshold value, determining a new frequency from the stored list of frequencies and repeating the steps of configuring, listening and comparing at the new frequency prior to initiating transmission on the new frequency; when the amplitude of the radio noise is below the threshold value, using the selected frequency for initiating the transmission to a receiving device; and switching the transmission to a selected other frequency in response to sending a confirmation of a command received on the selected frequency from the receiving device that commands the processor to switch to the selected other frequency.
3185 | Media-exposed interconnects for transducers | Media-exposed interconnects for transducer modules are disclosed. The transducers may be sensing transducers, actuating transducers, IC-only transducers, or combinations thereof, or other suitable transducers. The transducers may be used in connection with implantable medical devices and may be exposed to various media, such as body fluids. The media-exposed interconnects for transducer modules may allow transducers to communicate electrically with other components, such as implantable medical devices. | 1. A lead for electrically communicating with an implantable medical device comprising: a lead body supporting a conductor, the conductor adapted for electrical communication with the implantable medical device; a transducer module including a transducer supported by the lead body and including an electrically conductive interface pad coupled to the transducer, the transducer being configured to provide an electrical signal to the interface pad and wherein the interface pad is configured to exert a tensile force on the transducer; an exposed interconnect generally exposed to biological fluids when in an implant environment, the exposed interconnect including a first conductive layer deposited over the interface pad and being coupled to the conductor to provide a conductive interface between the transducer and the conductor, wherein the first conductive layer exerts a compressive force on the interface pad; and a second conductive layer coupled to the first conductive layer, wherein the second conductive layer is configured to exert a tensile force on the first conductive layer, and wherein the magnitude of the compressive force counteracts the magnitude of the tensile forces exerted by the interface pad and the second conductive layer to reduce or eliminate a net force exerted on the transducer.
3186 | Method and apparatus for determining longevity | A method and apparatus for determining estimated remaining longevity for an implantable stimulator. The device employs pre-calculated numbers of days for various combinations conditions of device usage parameters to determine remaining device longevity based upon identified actual conditions of device usage and employs the determined longevity to change longevity indicator states in the device. While between longevity state changes, the device the identified conditions of device usage and adjusts the determined longevity if the conditions of use change significantly. The indicator states may correspond to one or more of Recommended Replacement Time (RRT), Elective Replacement Indicator (ERI) or End of Service (EOS). | 1. A method of determining estimated remaining longevity for an implantable stimulator, comprising: employing pre-calculated numbers of days for various combinations of device usage parameters to determine remaining device longevity based upon identified actual conditions of device usage; employing the determined longevity to change longevity indicator states in the device; and while between longevity state changes, monitoring to verify that the device continues to operate according to the identified conditions of device usage and adjusting the determined longevity if conditions of use change significantly.
3187 | In-header perimeter RF antenna | This document discusses, among other things, an implantable dielectric compartment including a channel in an outer surface of the implantable dielectric compartment, the channel configured to constrain a portion of an implantable antenna in a specific configuration along the length of the portion of the implantable antenna. In certain examples, the implantable antenna can be configured to wirelessly transfer information electromagnetically at a specified operating frequency provided using the specific configuration of the portion of the implantable antenna. | 1. A system comprising: an implantable antenna configured to wirelessly transfer information electromagnetically at a specified operating frequency, a specific configuration of the implantable antenna configured to operate at the specified operating frequency; and an implantable dielectric compartment coupled to a single side of an implantable device housing and the implantable dielectric compartment having an outer surface, the outer surface comprising a first side, a second side opposite the first side, and a third side connecting the first and second sides, the implantable dielectric compartment including: a channel extending along at least a length of the first side, a length of the second side, and a length of the third side of the outer surface of the implantable dielectric compartment, the length of the channel in the third side less than the length of the channel in at least one of the first and second sides; a first interlocking feature; and a cap coupled to the channel, the cap configured to cover the implantable antenna along the channel thereby enclosing the implantable antenna within the implantable dielectric compartment channel and the cap, the cap including a second interlocking feature, the first and second interlocking features configured to couple the cap to the channel; wherein the channel is configured to provide the specific configuration to an implantable antenna along the length of the implantable antenna.
3188 | Foot monitoring system that generates an indication of how much shoe cushioning life remains in a shoe | A foot monitoring system includes a measurement circuit and an alert circuit. The measurement circuit measures sideways roll of a person's foot while the person is walking/running. The alert circuit determines that the person should change sideways spacing between the person's feet to change further measured values of the sideways roll of the person's foot toward preferred sideways roll values, and generates a notification that indicates to the person to change the sideways spacing between the feet. The foot measurement circuit may determine how much shoe cushioning life remains for a shoe worn by the person in response to comparison of values a peak pulse segment of impact measurements to another segment of the impact measurements that is outside the peak pulse segment. | 1. A foot monitoring system comprising: a measurement circuit configured to measure impacts from a foot wearing a shoe repetitively striking a surface while a person is walking/running; and an alert circuit that is configured to: monitor the measured impacts while the person is walking/running; and compare a peak pulse segment of measurements of at least one impact to another segment of measurements that is outside the peak pulse segment of the measurements of the at least one impact; and generate an indication of how much shoe cushioning life remains for the shoe based on the comparison of values of the peak pulse segment of the measurements of the at least one impact to the other segment of the measurements that is outside the peak pulse segment of the measurements of the at least one impact.
3189 | Porous structure provided with a pattern that is composed of conductive polymer and method of manufacturing the same | A porous structure ( 1 ) provided with a pattern that is composed of a conductive polymer, which comprises a porous body ( 2 ) and a pattern ( 3 ) that is composed of a conductive polymer and arranged on the porous body ( 2 ). The porous body ( 2 ) is preferably a gel, and a dopant may be added to the pattern ( 3 ) that is composed of a conductive polymer. If an agarose gel is used as the gel ( 2 ) and a PEDOT electrode ( 3 A) is used as the pattern ( 3 ) that is composed of a conductive polymer in the porous structure ( 1 ) which is provided with the pattern ( 3 ) that is composed of a conductive polymer, the porous structure ( 1 ) can be used as an electrode for cell stimulation. The porous structure ( 1 ) provided with the pattern ( 3 ) that is composed of a conductive polymer can be produced by an electropolymerization method. | 1. An electrode, comprising: a porous body made of gel; and a pattern that is composed of conductive polymer provided only on the porous body, wherein the gel is composed of hydrogel, and wherein the pattern that is composed of conductive polymer is contacted to cells or tissue.
3190 | Actuator arrangement on a vehicle structure | An arrangement ( 1 ) of an electroacoustic actuator ( 2 ) on a vehicle structure ( 3 ) of a motor vehicle, has a housing ( 4 ), in which at least one loudspeaker ( 7 ) is arranged, which separates a front volume ( 8 ) from a rear volume ( 9 ) in the housing ( 4 ). The actuator ( 2 ) has a sound emission pipe ( 5 ), which projects outwards from the housing ( 4 ) and which is fluidically coupled with the front volume ( 8 ). A reduced introduction of noise into the vehicle arises when the actuator ( 2 ) is held on the vehicle structure ( 3 ) with a plurality of holding devices ( 19 ), which are arranged on the housing ( 4 ) in a circumferential direction ( 20 ) of the housing ( 4 ) spaced apart from one another. Each holding device ( 19 ) is designed as springy in a holding direction ( 21 ) and as rigid transversely thereto. | 1. An electroacoustic actuator arrangement on a vehicle structure of a motor vehicle, the electroacoustic actuator arrangement comprising: an actuator housing; at least one loudspeaker which separates a front volume from a rear volume in the housing; a sound emission pipe protruding outwards from the housing and fluidically coupled with the front volume; a plurality of holding devices holding the actuator on the vehicle structure, the holding devices being arranged spaced apart from one another in a circumferential direction of the housing, each of the plurality of holding devices is springy in a holding direction and is rigid transversely to the holding direction, providing a reduced transmission of vibrations between the actuator and the vehicle structure.
3191 | System and method for managing health data | A portable data-management system may be easily employed with multiple processing devices by eliminating the need to pre-install additional programs, agents, device drivers, or other software components on the hosts. A portable storage device contains software for a data-management application, which receives and processes test data from a meter that measures an analyte. The portable device may employ an interface protocol that makes the portable device immediately compatible with different operating systems and hardware configurations. Once the portable device is connected to the host, the data-management application can be automatically launched. The convenience and portability of a data-management system may be enhanced by integrating advanced data processing and display features with the portable device. The users may access some advanced presentations of health data without having to launch the data-management application on a separate host. | 1. A system for securing health data, comprising: a blood glucose meter including: a housing having a port configured to receive a test sensor therein; a measurement system disposed within the housing, the measurement system being configured to be coupled with the test sensor received in the port of the housing, the measurement system including at least one processor that executes program instructions to determine a glucose concentration measurement of a blood sample received by the test sensor; a data storage system disposed within the housing, the data storage system including a first memory device storing a data-management application and a second memory device storing health data, the health data including glucose concentration measurements determined by the at least one processor of the measurement system, the second memory device being separate from the first memory device; a data communications interface; and a user interface operable to display at least a portion of the stored glucose concentration measurements; and a processing device configured to establish data communications with the blood glucose meter via the data communications interface; and wherein, in response to establishment of the data communications between the blood glucose meter and the processing device, the processing device (i) reads the data-management application from the first memory device and the health data from the second memory device, (ii) processes the health data by executing the data-management application, and (iii) displays the processed health data on a display of the processing device, the displayed processed health data being different than the glucose concentration measurements displayed on the user interface of the blood glucose meter, wherein the processing device is configured to execute one or more other applications, and wherein the blood glucose meter is configured to prevent the one or more other applications executing on the processing device from accessing the health data, wherein the processing device does not store any component of the data-management application before data communications are established between the blood glucose meter and the processing device, wherein the processing device processes the health data from the second memory without permanently storing the health data on the processing device, and wherein the data-management application includes a termination component configured to delete any of the health data transferred to the processing device.
3192 | RFID interrogation probe | An RFID interrogation probe ( 1 ) comprises a ring shaped housing ( 2 ), having a maximum thickness (I) (measured along its cylindrical axis) which is less than the innermost diameter (di) of the housing, and a looped antenna ( 3 ) housed within the ring shaped housing. | 1. A radio frequency identification (RFID) interrogation probe for interrogating RFID tagged disposable cryogenic storage containers comprising: a ring shaped housing having a length from an upper side of the housing to a lower side of the housing which is less than an innermost diameter of the ring shaped housing, the length being in an axial direction, the ring shaped housing defining an orifice adapted to encircle one or more RFID tagged cryogenic containers, and the ring shaped housing further comprising support legs mounted to the ring shaped housing; a looped antenna housed within the ring shaped housing; and an RFID reader module housed within the ring shaped housing, the RFID reader module communicably connected to the antenna for transmitting an encoded radio signal to the RFID tagged cryogenic container.
3193 | Systems and methods for delivering sensory input during a dream state | Embodiments of the invention provide apparatus, systems and methods for detecting neurological activity indicative of a dream state of a human. Many embodiments of the invention provide apparatus, systems and methods for detecting neurological activity of a human indicative of a dream state or the onset thereof and delivering an input to the user (such as an audio or other sensory input) during the dream state. Particular embodiments of the invention provide systems and methods for detecting neurological activity indicative of the onset or occurrence of a dream state of a human and delivering an audio or other sensory input during the user's dream state. The audio input may be used for learning, delivering messages to the user's subconscious, and/or promoting a state of relaxation. | 1. A system for delivering audio content to a user during a dream state, the system comprising: a plurality of electrodes positionable on the head of the user, the electrodes configured to detect electrical signals of the user'ss brain or head indicative of the dream state; logic resources operably coupled to the plurality of electrodes, the logic resources configured to analyze the electrical signals to determine: i) when the dream state occurs; and ii) a period of optimal receptivity to learning (PORL) from an audio signal to the user during the dream state based on a period of stability of at least one of a frequency or voltage of the electrical signals; an audio storage device operably coupled to the logic resources; the storage device configured to store audio content to be delivered to the user; an audio output device operably coupled to at least one of the logic resources or the audio storage device, the audio output device configured to output an audio signal to the user containing the audio content; and wherein the logic resources are configured to control the audio output device so as to synchronize the output of the audio signal to the user with the PORL.
3194 | Image display device and image display system | There is provided an image display device including a display control unit having a display combining unit that displays one or a plurality of pathological index cursors based on information relating to a pathological slide image. | 1. An image display device, comprising: one or more processors configured to: process information related to a pathological slide image; generate one or more pathological index cursors based on the processed information; control the image display device to display the one or more pathological index cursors that are generated based on information related to the pathological slide image being processed; and blink or vary in color, a pathological index cursor of the one or more pathological index cursors based on classification of cancer stages, wherein the pathological index cursor is rotatable or movable.
3195 | Voice inspection guidance | A system is provided that includes an inspection instrument. The inspection instrument includes communications circuitry, configured to communicatively couple the inspection instrument with information services; an audio input device, configured to receive inspection audio; and a processor, configured to query the information services via sending a request to the information services based upon an analysis of keywords, phrases, or both interpreted from the inspection audio. A voice recognition system configured to analyze the inspection audio for the keywords, phrases, or both is also provided. | 1. A method, comprising: analyzing, using a computer processor, an inspection audio recording for keywords associated with an inspection, by: recording, during the inspection, using at least one of an inspection tool and an inspection instrument communicatively coupled to the inspection tool, the inspection audio recording, wherein the inspection audio recording comprises audible annotations comprising comments of the inspection from an inspector performing the inspection, the comments comprising data minable keywords related to the inspection; sending, using the at least one of the inspection tool and the inspection instrument, the inspection audio recording to a cloud-based voice recognition service to data mine the inspection audio recording for the keywords; and obtaining, using the at least one of the inspection tool and the inspection instrument, the keywords from the voice recognition service; querying, using the at least one of the inspection tool and the inspection instrument, a data source for relevant inspection information relating to the; receiving, as a result of the querying, using the at least one of the inspection tool and the inspection instrument, relevant inspection information from the data source, the relevant inspection information comprising one or more configuration settings of the at least one of the inspection tool and the inspection instrument; and applying, using the at least one of the inspection tool and the inspection instrument, the one or more configuration settings of the at least one of the inspection tool and the inspection instrument; wherein the inspection tool comprises at least one of: a borescope, an ultrasound device, radiography equipment, a camera, an x-ray inspection device, and an eddy current device; and wherein the inspection instrument comprises: a computing device communicatively coupled to the inspection tool.
3196 | Vehicle cloud processing system and method for synthesizing components | A cloud computing system includes a network interface for interfacing with a wide area network. At least one wireless transceiver engages in bidirectional communication with a plurality of vehicle cloud processing devices within a corresponding plurality of vehicles in at least one vehicle aggregation location. A network control device receives requests for at least one cloud computing service via the wide area network and facilitates the at least one cloud computing service via the bidirectional communication with the plurality of vehicle cloud processing devices. | 1. A vehicle cloud processing device for use in a vehicle, the vehicle cloud processing device comprising: a wireless transceiver for engaging in communication with a network control device, the communication indicating a reserved amount of parking time of the vehicle at a parking location, wherein the reserved amount of parking time of the vehicle at the parking location is generated by a parking meter associated with a parking space for the vehicle; a memory for storing a vehicle cloud processing device application; and a processor, coupled to the wireless transceiver and the memory, the processor configurable to execute the vehicle cloud processing device application to: receive a cloud task from the network control device via the wireless transceiver that is generated by the network control device and allocated to the vehicle cloud processing device based on the reserved amount of parking time of the vehicle at the parking location, wherein the cloud task includes a request to synthesize a component; generate cloud task results data, based on the cloud task; and provide the cloud task results data to the network control device via the wireless transceiver; and a synthesis device, coupled to the processor, to synthesize the component in response to the request to synthesize the component, wherein the synthesis device includes a biosynthesis device, bio-sequencing device, bioinformatics device or printer that produces the component at the vehicle, wherein the synthesis device includes a storage system configured to store biological materials at the vehicle and wherein the biological materials include: materials used by the biosynthesis device, the bio-sequencing device, the bioinformatics device or the printer, resources of the biosynthesis device, the bio-sequencing device, the bioinformatics device or the printer, supplies used by the biosynthesis device, the bio-sequencing device, the bioinformatics device or the printer, or synthesized output of the biosynthesis device, the bio-sequencing device, the bioinformatics device or the printer.
3197 | Method and arrangement for monitoring physiological data | A physiological monitoring arrangement comprises a biometric sensor device coupled to a first garment, a first handheld computing device, and a second handheld computing device. The first handheld computing device is configured to act as a master in a device network and the biometric sensor is configured to act as a slave in the device network. The second handheld computing device is configured for wireless communication with both the biometric sensor device and the first handheld computing device according to the communications protocol in the device network. In particular, the second handheld computing device is configured to act as a slave to the first handheld computing device if the first handheld computing device is present in the device network, and the second handheld computing device is configured to act as a master to the biometric sensor device if the first handheld computing device is not present in the device network. | 1. A physiological monitoring system comprising: a biometric sensor device coupled to a first garment worn by a user, the biometric sensor device including a transmitter configured to transmit physiological data of the user, wherein the biometric sensor device includes a heart rate sensor and the physiological data includes heart rate data; a first handheld computing device configured for wireless communication with the biometric sensor device according to a communication protocol in a device network, the first handheld computing device configured to act as a master in the device network and the biometric sensor configured to act as a slave in the device network, the first handheld computing device configured to receive transmitted physiological data from the biometric sensor device and display the physiological data on a first user interface; and a second handheld computing device configured for wireless communication with both the biometric sensor device and the first handheld computing device according to the communications protocol in the device network, the second handheld computing device configured to act as a slave to the first handheld computing device when the first handheld computing device is present in the device network, and the second handheld computing device configured to act as a master to the biometric sensor device when the first handheld computing device is not present in the device network, the second handheld configured to display the physiological data on a second user interface, wherein the first handheld computing device is configured to determine whether the heart rate data is inaccurate, and if the heart rate data is determined to be inaccurate, deliver a message that the monitoring system is having difficulty collecting heart rate information and provide instructions for adjustment of the heart rate sensor; and wherein the second handheld computing device is configured to both (i) advertise itself as a slave in the device network for control by an available master in the device network, and (ii) search for available slaves in the device network for which the second handheld computing device will act as a master in the device network when operating in a search mode.
3198 | Indicator and analytics for sensor insertion in a continuous analyte monitoring system and related methods | The present embodiments provide systems and methods for, among others, tracking sensor insertion locations in a continuous analyte monitoring system. Data gathered from sensor sessions can be used in different ways, such as providing a user with a suggested rotation of insertion locations, correlating data from a given sensor session with sensor accuracy and/or sensor session length, and providing a user with a suggested next insertion location based upon past sensor accuracy and/or sensor session length at that location. | 1. A method for continuous analyte monitoring, comprising: detecting, by a continuous analyte monitoring system, continuously monitored analyte data using a sensor of the continuous analyte monitoring system inserted into skin of a host for a first sensor session of the continuous analyte monitoring system; providing, by the continuous analyte monitoring system, the detected continuously monitored analyte data to one or both of a user computing device and a cloud-based server; determining quantitative data associated with the continuously monitored analyte data relating to the first sensor session; correlating the quantitative data with the insertion location to form sensor location performance data; analyzing the sensor location performance data with one or more other sensor location performance data associated with a different insertion location to generate a recommended location for a second sensor session; displaying, on the user computing device having a display, a diagram of a body; and indicating, on the diagram, the recommended location for insertion of a sensor of the continuous analyte monitoring system for the second sensor session.
3199 | Analyte monitoring device and methods of use | An analyte monitor includes a sensor, a sensor control unit, and a display unit. The sensor has, for example, a substrate, a recessed channel formed in the substrate, and conductive material disposed in the recessed channel to form a working electrode. The sensor control unit typically has a housing adapted for placement on skin and is adapted to receive a portion of an electrochemical sensor. The sensor control unit also includes two or more conductive contacts disposed on the housing and configured for coupling to two or more contact pads on the sensor. A transmitter is disposed in the housing and coupled to the plurality of conductive contacts for transmitting data obtained using the sensor. The display unit has a receiver for receiving data transmitted by the transmitter of the sensor control unit and a display coupled to the receiver for displaying an indication of a level of an analyte. The analyte monitor may also be part of a drug delivery system to alter the level of the analyte based on the data obtained using the sensor. | 1. An analyte monitoring system, comprising: an analyte sensor for generating sensor signals, the analyte sensor configured to be positioned in fluid contact with a bodily fluid under a skin surface during a sensor lifetime, the sensor lifetime being a period of time between when the analyte sensor is initially positioned in fluid contact with the bodily fluid to when the analyte sensor is removed from continuous contact with the bodily fluid; and sensor electronics positioned on the skin surface and operatively coupled to the analyte sensor, the sensor electronics including: a voltage source to provide power to the analyte sensor to generate the sensor signals; a memory for storing a factory set calibration data associated with the analyte sensor, the factory set calibration data enabling the generated sensor signals to be processed without using a reference measurement during the sensor lifetime so as to generate calibrated analyte data; an application specific integrated circuit operatively coupled to the voltage source and the memory to process the sensor signals with the factory set calibration data without using a reference measurement during the sensor lifetime so as to generate calibrated analyte data corresponding to real time monitored analyte level during the sensor lifetime; and a data communication unit operatively coupled to the application specific integrated circuit and configured to wirelessly communicate the calibrated analyte data to a remote location using one or more spreading codes such that the one or more spreading codes have a transmission spectrum which is spread by a predetermined factor.
3200 | Remanufactured medical sensor with flexible Faraday shield | Present embodiments include a remanufactured bandage-type medical sensor having an optical assembly with an emitter adapted to transmit one or more wavelengths of light and a photodetector adapted to receive the one or more wavelengths of light transmitted by the emitter. The sensor also includes a laminate assembly having an electrically conductive adhesive transfer tape (ECATT) layer disposed over the photodetector, and the ECATT layer is adapted to shield the photodetector from electromagnetic interference (EMI). A nonconductive layer supports the emitter, the photodetector, and the ECATT layer within the sensor. At least a portion of the optical assembly is from a used bandage-type medical sensor, and at least a portion of the laminate assembly is new. | 1. A method of remanufacturing a used bandage-type medical sensor, comprising: obtaining the used bandage-type medical sensor, the used bandage-type medical sensor comprising an electrically conductive adhesive transfer tape (ECATT) layer disposed in a sensor body of the used bandage-type medical sensor and surrounding a detector of the used bandage-type medical sensor to shield the detector from EMI; and replacing a used patient-contacting adhesive bandage layer of the used bandage-type medical sensor with a new patient-contacting adhesive bandage layer.
3201 | Variable capacitor circuit and method | A variable capacitor circuit is disclosed. The variable capacitor circuit includes a plurality of MOS capacitors, each MOS capacitor being implemented by a MOS transistor with the gate terminal connected to a first voltage signal and with the drain terminal shorted with the source terminal and connected to a second voltage signal, said MOS capacitors being connected in parallel through the gate terminal connected to the first voltage signal, and being operated in a cut-off region in which the equivalent capacitance of each MOS capacitor remains substantially constant for variations of the first voltage signal. | 1. A method for compensating a capacitance mismatch between input lines of an instrumentation amplifier, the method comprising: operating a plurality of MOS capacitors of a variable capacitor circuit in a cut-off region in which an equivalent capacitance of each MOS capacitor remains substantially constant for variations of a first voltage signal, wherein each MOS capacitor is implemented by a MOS transistor with a gate terminal connected to the first voltage signal and a drain terminal shorted with a source terminal and connected to a second voltage signal, wherein the MOS capacitors are connected in parallel through the gate terminal connected to the first voltage signal, and wherein operating the plurality of MOS capacitors includes restricting the second voltage signal to two voltage values lying within the cut-off region; and changing the equivalent capacitance of the variable capacitor circuit so as to balance parasitic loads on both input lines, wherein changing the equivalent capacitance comprises controlling the second voltage signal between the two voltage values such that the equivalent capacitance is controllably adjustable within a subfemtoFarad range.
3202 | Portable medical diagnostic imaging apparatus and communication control method in portable medical diagnostic imaging apparatus | A portable medical diagnostic imaging apparatus includes a wireless communication connection portion configured to connect to a network wirelessly, a signal strength obtaining portion configured to obtain signal strength of the wireless connection connected to the network, and a communication control portion configured to switch processing relating to data transmission in accordance with an obtained signal strength of the wireless connection. | 1. A portable medical diagnostic imaging apparatus comprising: a wireless communication connection interface configured to connect to a network wirelessly; a memory circuit configured to store a program; and a processor configured, by executing the program, to: obtain a signal strength of wireless connection connected to the network; and switch processing relating to data transmission in accordance with the obtained signal strength of the wireless connection, in accordance with the obtained signal strength of the wireless connection, switch the processing relating to data transmission between (a) image data transmission processing for executing both data transmission processing of a medical image obtained by photographing an object and data transmission processing of work management information relating to an inspection and (b) management data transmission processing of stopping the data transmission processing of the medical image and executing the data transmission processing of the work management information.
3203 | Medical laser with electronic shutter | A medical laser using solely an electronic shutter circuit for controlling the laser output, without any mechanical shutter mechanism, is provided for use in clinical applications. The medical laser has several advantages compared to medical lasers with mechanical shutters. These advantages can be defined in terms of the speed of the electronic shutter, increased reliability, increased safety, smaller and less expense. The medical laser according to the invention will shut the laser down in less than 100 microseconds making it far superior to what would be possible with a typical mechanical shutter which would take at least 10 ms to disable the laser. Safety and reliability is a result of an electronic shutter circuit with at least two current sensors, at least two photodetectors and a set of one, two or three fast electronic safety switches. | 1. A medical laser having a standby mode, a ready mode, and a treatment mode, the medical laser comprising: (a) a laser source for delivering a laser output, wherein said laser source receives, from a laser power supply, no current in said standby mode, a current passing through said laser source at an idle level that does not cause said laser source to emit said laser output in said ready mode, and the current at a commanded level that causes said laser source to emit said laser output in said treatment mode; and (b) an electronic shutter circuit for monitoring and safely controlling said laser output, wherein said electronic shutter circuit comprises: (i) a safety monitor circuit; (ii) a first current sensor and a second current sensor, wherein said first current sensor and said second current sensor each independently provide input to said safety monitor circuit, and wherein said first current sensor controls the current at said commanded level while the medical laser is in said treatment mode, and wherein said second current sensor provides input to disable current flow through said laser power supply if the current exceeds a threshold current while the medical laser is in said ready mode; (iii) a first electronic safety current switch receiving input from said safety monitor circuit and being independent from said laser power supply, said first electronic safety current switch being coupled in parallel with said laser source as a shunt across said laser source; and (iv) a first photodetector and a second photodetector that each monitor an emission power of said laser output and provide an input to said safety monitor circuit; wherein the medical laser does not include a mechanical shutter mechanism for controlling said laser output.
3204 | System and method to distribute power to both an inertial device and a voltage sensitive device from a single current limited power source | A system may regulate voltage supplied from a power source to an integrated circuit and/or an inertial device. A minimal voltage may be maintained in the integrated circuit by temporarily cutting off current to the inertial device to supply surges of voltage to the controller. Optionally voltage may be smoothed between said surges for example by adding capacitance and/or a current restrictor. | 1. A method for increasing a voltage potential available to a controller sharing a power source with a motor, the method comprising: producing transient high voltage surges in the output of the power source by repeatedly having a motor driver connected in series between the power source and the motor cut off power to the motor during predetermined spaced apart time periods, the motor driver being controlled by the controller; storing, in an energy reservoir connected between the controller and the power source, energy during said surges; releasing, by the energy reservoir, said stored energy to the controller while the motor is receiving power from the power source when a voltage output of said power source falls below a threshold voltage; testing, by a voltage sensor, a voltage input to the controller; receiving, by the controller, a result of the testing from the voltage sensor; and adjusting, by the controller, the cutting off of power by the motor driver to the motor based on the result of the testing in order to maintain the input voltage to the controller at or above the threshold voltage.
3205 | Portable discontinuous positive airway pressure (DPAP) device and method of using the same | A portable, rechargeable, discontinuous positive airway pressure (DPAP) device for use by an individual as a breathing assist device. The DPAP device comprises a sensor for tracking an exhalation phase of a respiration cycle of the individual relative to a stimulation period, E0. A stimulation source responsive to a sensor determination that the exhalation phase has entered the stimulation period, E0, to discontinuously deliver a stimulation, during the stimulation period, E0. A controller regulates the delivery of the stimulation by the stimulation source. A rechargeable power cell for power the controller. The rechargeable power cell includes a Seebeck element that is placed in contact with the individual's body for thermoelectrically converting the individual's body heat into an electrical current that recharges the power cell. | 1. A portable, rechargeable, discontinuous positive airway pressure (DPAP) device for use by an individual as a breathing assist device, the DPAP device comprising: a sensor for tracking an exhalation phase of a respiration cycle of the individual relative to a stimulation period by providing an output reflective of any one or more of flow data and pressure data; a controller responsive to the sensor output for determining the entry of the exhalation phase into the stimulation period; a stimulation source responsive to a determination that the exhalation phase has entered the stimulation period near the end of the exhalation phase, for delivering a discontinuous stimulation, via a tube, only during the stimulation period sufficiently to induce a premature inhalation phase; the controller regulating the delivery of the discontinuous stimulation by the stimulation source; a rechargeable power cell for powering any one or more of the sensor, the stimulation source, and the controller; and wherein the rechargeable power cell includes a Seebeck element that is placed in contact with the individual'ss body for thermoelectrically converting the individual'ss body heat into an electrical current that recharges the power cell.
3206 | Medical system comprising implants | A medical system ( 100, 300 ) comprises internal parts ( 30, 32 ) for implantation in a patient and external parts ( 10, 12, 20 ). The external parts comprise an energy source ( 10 ) with a primary coil ( 12 ) and the internal parts comprise an electrically powered medical device ( 40, 41 ) and an energy receiver ( 30 ) with a secondary coil ( 32 ) for inductively receiving energy from the external energy source ( 10 ). The system ( 100, 300 ) is arranged to determine a balance between the energy received in the energy receiver ( 30 ) and the amount of energy used by the medical device ( 40, 41 ). The internal control unit ( 50 ) transmits feedback information to the external control unit ( 20 ), and the system ( 100, 300 ) is arranged to determine the feedback information based on a first (P 1 ) and a second (P 2 ) parameter. | 1. A medical system comprising internal parts for implantation in a patient and external parts for use externally to the patient, the external parts comprising an energy source equipped with a primary coil for inductively transmitting energy to implantable parts and an external control unit for the control of the energy source, the internal parts comprising an electrically powered medical device, an energy receiver equipped with a secondary coil for inductively receiving energy for the medical device from the external energy source and an internal control unit for the control of the internal parts, the internal control unit is arranged to wirelessly transmit feedback information to the external control unit, said feedback information comprising information based on or relating to a first, a second parameter and a third parameter, with the first parameter being based on an energy balance between the amount of energy received in the energy receiver and the amount of energy used by the medical device over a certain amount of time and the second parameter being based on information relating to a coupling factor between the primary and the secondary coils, wherein the coupling factor compares the transmitted amount of energy in the primary coil with the received amount of energy in the secondary coil, and the third parameter being based on at least one of; a) in which the medical device also comprises a current regulator arranged to keep a current constant, the internal control unit being arranged to determine a difference between an input current to the current regulator and the current which the current regulator is arranged to keep constant, in which system said third parameter comprising or being based on said difference, b) in which the system also comprises a voltage regulator arranged to keep a voltage constant, the internal control unit being arranged to determine a difference between an input voltage to the voltage regulator and the voltage which the voltage regulator is arranged to keep constant, in which system said third parameter comprising or being based on said difference, and wherein the system being adapted to take into account at least both the first, second and third parameters to determine the amount of energy inductively transmitted from the primary coil to avoid heat generation within the internal parts due to excess energy.
3207 | Ergonomic and versatile writing instrument | A writing instrument has a front body with an ergonomic grasping segment asymmetrical relative to a first longitudinal plane, and a rear body asymmetrical relative to a second longitudinal plane. The rear body is capable of rotating relative to the front body about a longitudinal axis corresponding to a line of intersection between the first longitudinal plane and the second longitudinal plane, between a position adapted to gripping with a right hand and a position adapted to gripping with a left hand. The present invention also relates to a method of using this writing instrument. | 1. A writing instrument comprising: a front body with an ergonomic grasping segment asymmetrical relative to a first longitudinal plane, and a rear body asymmetrical relative to a second longitudinal plane, and capable of rotating relative to the ergonomic grasping segment of the front body about a longitudinal axis of rotation, between a position adapted to gripping with a right hand and a position adapted to gripping with a left hand, wherein the longitudinal axis of rotation is a line of intersection between the first longitudinal plane and the second longitudinal plane.
3208 | Methods and apparatus for persistent deployment of aerial vehicles | Methods and apparatus are disclosed for persistent deployment of aerial vehicles. The present application discloses a mission control system that is configured to control and manage one or more aerial vehicles for deployment to and from one or more docking stations. The one or more docking stations may be configured with a battery swapping device for removing the depleted battery from an aerial vehicle and for refilling a charged battery into the aerial vehicle. The mission control system may be configured to generate a priority list used to determine the recharging order of the one or more aerial vehicles. | 1. A system for persistent deployment of aerial vehicles to and from a docking station, the system comprising: aerial vehicles configured to: perform a mission when deployed; and return to a docking station for docking; the docking station configured to: receive the aerial vehicles; and supply power to the aerial vehicles; and a mission control system for controlling and managing the aerial vehicles by arranging the aerial vehicles that are deployed from the docking station to return to the docking station in a predetermined order based on a total number of the aerial vehicles that are deployed from the docking station, a position of each of the aerial vehicles relative to the docking station, and a payload weight of each of the aerial vehicles.
3209 | Wireless initialization of electronic devices for first time use | Apparatuses, devices, and methods of initializing an electronic device such as a wrist-worn device are provided. An optical input device may read the display of the wrist-worn device to obtain input corresponding to a pairing token presented at the display. An optical input processor may process the input to identify the pairing token. The pairing token may be provided to the wrist-worn device during a handshake process in order to establish a wireless communications session with the wrist-worn device. An initialization process may be performed via the wireless communication session. The initialization process may initialize the wrist-worn device such that a user may operate the wrist-worn device following the initialization process. | 1. A computer-implemented method of initializing an electronic wrist-worn device comprising: reading an electronic display of the electronic wrist-worn device using an optical input device of a computing device to obtain input corresponding to a pairing token presented at the electronic display; processing, by the computing device, the input using an optical input processor to identify the pairing token; providing, by the computing device, the pairing token to the wrist-worn device during a handshake process that establishes a wireless communication session between the computing device and the electronic wrist-worn device; and performing, by the computing device, an initialization process via the wireless communication session that initializes the electronic wrist-worn device such that the electronic wrist-worn device is available for operation by a user following the initialization process.
3210 | Image capture and identification system and process | A digital image of the object is captured and the object is recognized from plurality of objects in a database. An information address corresponding to the object is then used to access information and initiate communication pertinent to the object. | 1. A mobile point-of-sales terminal device comprising: a mobile device sensor configured to acquire digital image information associated with a product object; and a transaction platform coupled with the mobile device sensor and configured to: obtain the digital image information from the mobile device sensor; recognize the product object as a target purchasable item from the digital image information; derive attributes of the target purchasable item from the digital image information; and initiate a transaction via an address and over a network, the transaction being related to the target purchasable item and based at least in part on recognizing the product object and deriving the attributes.
3211 | Alert generation and related aircraft operating methods | A method of operating an aircraft during a flight is provided. An onboard monitoring subsystem of the aircraft detects that a flight crew member is fatigued, and an automated flight crew training exercise is activated in response to detecting that the flight crew member is fatigued. The flight crew member is then engaged with the automated flight crew training exercise, including instructions intended to alleviate flight crew fatigue. | 1. A method of operating an aircraft during a flight, the method comprising: detecting, with an onboard monitoring subsystem of the aircraft, that a flight crew member is fatigued; activating, by audiovisual equipment onboard the aircraft, an automated flight crew training exercise in response to detecting that the flight crew member is fatigued; presenting, via the audiovisual equipment, the flight crew member with the automated flight crew training exercise for completion, wherein the automated flight crew training exercise comprises one or more tasks including content to improve pilot airmanship and to increase attentiveness of the flight crew member, and wherein the one or more tasks are associated with flight school skills and general aviation skills; receiving input from the flight crew member to complete the one or more tasks; and compiling a training record for the flight crew member, based on the input, wherein the training record includes at least a time to complete the one or more tasks by the flight crew member and accuracy of completion of the one or more tasks by the flight crew member; wherein the one or more tasks comprises calculations to be performed by the flight crew member, wherein the calculations are performed using input parameters from the flight; and wherein the calculations comprise one or more of wind speed calculations, wind direction calculations, magnetic variation calculations, runway crosswinds calculations, and true airspeed calculations.
3212 | Cloud processing system and method for synthesizing objects based on vehicle aggregation location | A cloud computing system includes a network interface for interfacing with a wide area network. At least one wireless transceiver engages in bidirectional communication with a plurality of vehicle cloud processing devices within a corresponding plurality of vehicles in at least one vehicle aggregation location. A network control device receives requests for at least one cloud computing service via the wide area network and facilitates the at least one cloud computing service via the bidirectional communication with the plurality of vehicle cloud processing devices. | 1. A method comprising: communicating via a wide area network with a plurality of cloud processing devices aggregated at one or more vehicle aggregation locations each having a corresponding type, wherein the plurality of cloud processing devices aggregated at the one or more vehicle aggregation locations include a plurality of synthesis devices in a plurality of vehicles aggregated at the one or more vehicle aggregation locations; receiving requests for cloud tasks via the wide area network from client devices, each request indicating an object or article to be synthesized; allocating each request to the plurality of cloud processing devices aggregated at the one or more vehicle aggregation locations, wherein the plurality of cloud processing devices aggregated at the one or more vehicle aggregation locations synthesizes the object or article via at least one of the plurality of synthesis devices in at least one of the plurality of vehicles aggregated at the one or more vehicle aggregation locations, wherein each of the plurality of synthesis devices includes a biosynthesis device, bio-sequencing device, bioinformatics device or three-dimensional printer that produces the object or article in a corresponding one of the plurality of vehicles, wherein each cloud task is allocated to the plurality of cloud processing devices aggregated at the one or more vehicle aggregation locations based on an estimated time that at least one of the plurality of vehicles will be parked at the one or more vehicle aggregation locations in conjunction with a time constraint associated with the cloud task that indicates a length of time to fulfill the cloud task, and wherein the estimated time that at least one of the plurality of vehicles will be parked at the one or more vehicle aggregation locations is generated based on a model corresponding to the type of the one or more vehicle aggregation locations, wherein the plurality of cloud processing devices aggregated at the one or more vehicle aggregation locations fulfill the cloud task by synthesizing the object or article; and receiving cloud task results data via the wide area network from the plurality of cloud processing devices aggregated at the one or more vehicle aggregation locations indicating when the cloud tasks are fulfilled.
3213 | Methods and systems for classification of geographic locations for tracked activity | A method includes receiving activity of a monitoring device that is configured to be worn by a user having a user account. The activity includes an amount of movement of the monitoring device and occurs for a period of time. The method further includes receiving geo-location data for the monitoring device and processing the activity data and geo-location data received for the period of time. The operation of processing is performed to segment the period of time into at least two events. The method includes assigning an identifier to each event. The identifier has a default description for the geo-location data. The default description is selected from a plurality of descriptions based on the activity data obtained by the movement of the monitoring device for the geo-location data. | 1. A method comprising: calculating a geo-location for an activity tracker, the activity tracker being for use by a user when performing an activity; querying a database to determine whether the database includes a location describing the geo-location; generating an option on a display device for entry of an identification of the geo-location upon determining that the database does not include the location describing the geo-location, the identification including a description of the geo-location; updating the database with the description of the geo-location received upon receiving a response to the option; receiving metric data measured by the monitoring device for the performance of the activity; generating activity levels showing changes in the metric data over time; and associating a location identifier including the received description of the geo-location, the location identifier being displayed in association with the activity levels.
3214 | Implanted human body sensor network | The present invention relates to a sensor network, and more particularly, to an implanted sensor network in a human body sensor network in which a plurality of sensor nodes are implanted in the human body to detect biosignals of the human body, wherein the implanted sensor network can prevent the temperature of a sensor node implanted in a human body from rising and thus protect the human body from injury caused thereby. | 1. An implantable body sensor network, comprising: a plurality of implant sensor nodes implanted in a human body; and a control device configured to create a cluster by transmitting cluster information to the plurality of implant sensor nodes, and set a role of each of the implant sensor nodes of the created cluster to be one of a relay node, a substitute node and an active node, wherein the substitute node is configured to transmit a detailed event item of the substitute node received from the control device to the relay node to join and store the detailed event item of the substitute node in the relay node, and wherein the substitute node is further configured to, when an event of the detailed event item is generated by the active node, perform a role of the active node through a relay of the relay node, wherein the control device is further configured to, when the control device does not receive an operation confirmation message from the relay node of the cluster after receiving an event generation message from the active node of the cluster, directly control a stop and a start of an operation of the active node of the cluster which includes the relay node that does not transmit the operation confirmation message and an operation of the substitute node of the cluster which includes the relay node that does not transmit the operation confirmation message, wherein the control device is further configured to determine whether or not a join completion message is received from the relay node of the cluster, and wherein the control device is further configured to, when the event generation message is received from the active node of the cluster which includes the relay node that does not transmit the join completion message, directly control the stop and the start of the operation of the active node of the cluster which includes the relay node that does not transmit the join completion message, and the operation of the substitute node of the cluster which includes the relay node that does not transmit the join completion message.
3215 | Outpatient monitoring systems and methods | Described are computer-based methods and apparatuses, including computer program products, for outpatient monitoring. In some examples, the outpatient monitoring technology includes a system for remote monitoring and consultations of patients' state associated with automated interpretation of vital signs signals. In other examples, the outpatient monitoring technology includes a system for remote monitoring of patients' state associated with analysis of full-disclosure vital signs digital signals with reduced bit data or channel data. In some examples, the outpatient monitoring technology includes a system for remote monitoring of patients' state associated with ongoing automated analysis and transmission of full-disclosure vital signs digital signals and automatically generated signals' interpretation results and manually marked patient symptoms. | 1. A system for remote monitoring and consultations of a patients's state associated with automated interpretation of vital signs signals, the system comprising: at least one monitoring computer station; at least one portable monitor, each portable monitor configured to: acquire data signals representative of a patient'ss continuous full-disclosure vital signs during an entire monitoring session to be stored in a memory using at least one vital signs signal sensor; interpret, by a processor, the representative data signals loaded from the memory; generate, by the processor, interpretation result data to be stored in the memory; transmit, over a computer network to the at least one monitoring computer station, the interpretation results and the vital signs signals continuously during the entire monitoring session, by creating a transmission vital signs signal that is a combination of: uncompressed/unreduced and compressed/reduced vital signs signal strips representative of an entirety of the patient'ss continuous full-disclosure vital signs of the monitoring session, wherein the at least one portable monitor selects the uncompressed/unreduced data fragments based on generated interpretation results and/or a signal condition representing at least one significant signal event; and wherein-the monitoring computer station comprises: a downloading module for obtaining, over the computer network, the data signals representative of the patients's vital signs and the interpretation result data; a display module for viewing the obtained data signals representative of the patients's vital signs and the interpretation result data; a revision module for receiving user input correcting and/or affixing comments to the interpretation result data shown on the display module; and a synchronization module for synchronizing the revised interpretation result data with a data interpretation center and repository.
3216 | Portable biometric monitoring devices and methods of operating same | The present inventions, in one aspect, are directed to portable biometric monitoring device including a housing having a physical size and shape that is adapted to couple to the user's body, at least one band to secure the monitoring device to the user, a physiological sensor, disposed in the housing, to generate data which is representative of a physiological condition of the user data. The physiological sensor may include a light source to generate and output light having at least a first wavelength, and a photodetector to detect scattered light (e.g., from the user). A light pipe is disposed in the housing and optically coupled to the light source directs/transmits light therefrom along a predetermined path to an outer surface of the housing. Processing circuitry calculates a heart rate of the user using data which is representative of the scattered light. | 1. A biometric monitoring apparatus comprising: one or more processors; memory; one or more biometric sensors comprising a motion sensor; an interface for communicating with an external device; and an element configured to present information on the biometric monitoring apparatus, wherein the memory, the one or more processors, the one or more biometric sensors, and the element configured to present information are communicatively connected with one another, and wherein the memory and one or more processors are configured to: receive external data about a phone call or a text message addressed to a user from the external device; obtain motion data using the motion sensor of the biometric monitoring apparatus, wherein the motion data are indicative of physical movements or physical states of the user; analyze the motion data to determine that one or more criteria for presenting the external data about the phone call or the text message have been met; and present, based at least partly on determining that the one or more criteria have been met, to the user the external data about the phone call or the text message via the element configured to present information on the biometric monitoring apparatus.
3217 | Inductive respiration sensor | An inductive respiration sensor ( 10 ) comprises an inductive transducer ( 12 ) and sensing circuitry. The sensing circuitry comprises a transimpedance amplifier, TIA, ( 14 ), the sense input ( 16 ) of which is operatively connected to the inductive transducer. The TIA is configured to drive a current from its output ( 20 ) into the sense input such that the voltage on the sense input follows the voltage applied to the reference input ( 18 ) and to cause a voltage on the output indicative of the current. The TIA comprises a first ( 34 ) and a second ( 30 ) transistor. The collector or drain and the emitter or source of the first transistor are operatively connected between the sense input and the output of the TIA. The emitter or source of the second transistor is connected to the reference input, the collector or drain of the second transistor is connected to the base or gate of the first transistor, and the base or gate of the second transistor is connected to the sense input. | 1. An inductive respiration sensor, comprising an inductive transducer configured to produce a variable inductance when subjected to mechanical deformation; a transimpedance amplifier having a reference input, a sense input and an output, said sense input being operatively connected to said inductive transducer, said transimpedance amplifier being configured to drive a current from said output into said sense input such that a voltage on said sense input follows a voltage on said reference input and to cause a voltage on said output indicative of said current; wherein said transimpedance amplifier comprises a first transistor having a first connection, a second connection and a third connection, said first connection being a collector or drain, said second connection being an emitter or source and said third connection being a base or gate, said first and second connections of said first transistor being operatively connected between said sense input and said output; a second transistor having a first connection, a second connection and a third connection, said first connection of said second transistor being a collector or drain, said second connection of said second transistor being an emitter or source and said third connection of said second transistor being a base or gate, said second connection of said second transistor being connected to said reference input, said first connection of said second transistor being connected to the third connection of said first transistor, and the third connection of said second transistor being connected to said sense input.
3218 | Methods and systems for assessing psychological characteristics | A method for assessing an emotional response from a test subject includes presenting, for a first predetermined period of time, a plurality of stimuli to the test subject through a first computer implemented interface. The method further includes, in response to presenting at least one stimulus, receiving, within a second predetermined period of time, at least one test subject response from the test subject through a second computer implemented interface. The method further includes determining a quantitative emotional profile of the test subject based on the at least one test subject response. | 1. A method comprising: presenting, by a computer through a presentation interface, stimuli to a subject, including, for each stimulus: presenting the stimulus for a limited period of time, the duration of the limited period being enforced by computer to have a predefined duration of more than 500 milliseconds and less than 1000 milliseconds, the duration of the limited period of time being insufficient to enable conscious cognitive reflection on the stimulus by the subject, ending the presenting of the stimulus at the end of the limited period of time, providing a computer-enforced grace period immediately following the end of the limited period of time, the computer-enforced grace period having a predefined duration of up to 300 milliseconds during which the stimuli are not presented, and presenting a subsequent stimulus at the end of the computer-enforced grace period; in response to presenting at least one of the stimuli, receiving, by a computer, within a response period that includes the limited period of time and the computer-enforced grace period, an emotional response from the subject indicative of a pre-cognitive emotional reaction of the subject to the stimulus, the duration of the response period of time being insufficient to enable conscious cognitive reflection on the stimulus by the subject; and determining, by a computer, a quantitative representation of an emotional profile of the subject based on at least the emotional response.
3219 | Apparatus and methods for corrective guidance of eating behavior after weight loss surgery | Apparatuses and methods for corrective guidance of eating behavior of a patient equipped with a gastric restriction device. The apparatus provides continuous monitoring or one or more parameters related to food passing through the gastric restriction device. Each monitored parameter is processed to provide a visual indication of the current eating behavior. The visual indication is used as input to the patient or a caregiver to modify the eating behavior. In some embodiments, the apparatus includes an emergency relief mechanism that automatically relieves excess pressure developing in the gastric restriction device. In some embodiments, the apparatus is enabled to deliver an appetite suppressant to modify the eating behavior. | 1. A method for modifying the eating behavior of a patient equipped with a gastric restriction apparatus (GRA), comprising steps of: a) monitoring, using a processor in communication with at least one sensor, at least one physical parameter directly related to food currently passing through said GRA; wherein said food currently passing through said GRA is characterized by said at least one physical parameter; b) analyzing, using said processor, said monitored physical parameter to provide an indication of a current eating behavior pattern; c) analyzing, using said processor, said indication of a current eating behavior pattern; d) modifying said patient'ss long term eating behavior by using said analysis of said indication of a current eating behavior pattern; wherein said at least one physical parameter is selected from a group consisting of viscosity of a bolus of said food, density of a bolus of said food, quantity of a bolus of said food, the time of passage of a bolus of said food, interval between a pair of boluses of said food, duration of a meal, and pressure applied onto said GRA by said bolus of said food; and further wherein said step of monitoring includes monitoring of flow of said food currently passing through said GRA based on at least one model selected from a group consisting of modified orifice plate flow meter model, modified Navier-Stokes equation, Bernouilli equation and any combination thereof, wherein said at least one physical parameter comprises pressure.
3220 | Intraocular lenses for managing glare, adhesion, and cell migration | An intraocular lens for providing vision to a subject contains an optic, a support structure coupled to the optic. The intraocular lens also includes a textured surface and/or subsurface layer. The optic is disposed about an optical axis and comprises an anterior surface and an opposing posterior surface, the surfaces being configured to focus light when implanted within an eye having a capsular bag. The textured surface is disposed over a surface portion of the intraocular lens. The subsurface layer is configured to scatter an amount of light that is at least twice the amount of light scattered by portions of the material adjacent the subsurface layer or at least twice the amount of light scattered by another intraocular lens that does not have the subsurface layer, but which is otherwise substantially equivalent. | 1. An intraocular lens, comprising: an optic disposed about an optical axis comprising an anterior surface and an opposing posterior surface, the surfaces configured to focus light when implanted within a capsular bag of an eye; a support structure coupled to the optic; and a textured surface disposed over a surface portion of the intraocular lens, the textured surface comprising a plurality of repetitive, periodically-spaced protrusions disposed over a base surface, each protrusion having a smooth distal face and a sharp corner edge having a radius of less than about 100 nanometers; wherein the smooth distal faces have a roughness less than about 200 nanometers, and the base surface has a roughness that is greater than the roughness of the smooth distal faces.
3221 | Safety system for use with a generator of a vehicle with a cab | A safety system includes a vehicle having a cab and a compartment rearward of the cab, an engine that provides motive power to the vehicle, a generator positioned in the vehicle so as to supply electrical energy to the compartment, an alarm positioned in or on the vehicle so as to be cooperative with the engine and the generator, an alarm acknowledge switch positioned in or on the vehicle, a shore power connection on the vehicle, and a control module positioned in or on the vehicle so as to selectively activate or deactivate the alarm or to deactivate the generator when certain conditions occur. The generator has an on/off switch so as to turn the generator either on or off. The alarm is activated when the generator is turned on and the engine is not running. The alarm acknowledge switch is activatable as to turn the alarm off. The shore power connection is adapted to be connected to a source of electrical energy exterior of the vehicle. | 1. A safety system comprising: a vehicle having a cab and a compartment rearward of the cab, the vehicle having an engine that provides motive power to the vehicle; a generator positioned in said vehicle, said generator supplying electrical energy to said compartment, said generator having an on/off switch so as to turn the generator either on or off; an alarm positioned in or on said vehicle, said alarm cooperative with said engine and said generator, said alarm activated when said generator is turned on and said engine is not running, said alarm having a power line extending thereto; an alarm acknowledge switch positioned in or on said vehicle, said alarm acknowledge switch activatable so as to turn said alarm off; a shore power connection on said vehicle, said shore power connection adapted to be connected to a source of electrical energy exterior of the vehicle; and a control module positioned in or on said vehicle so as to selectively activate or deactivate said alarm or to selective deactivate said generator when certain conditions occur.
3222 | Golf club distributed impact sensor system for detecting impact of a golf ball with a club face | A golf club head may include a face with an embedded monolith having first and second sensors for measuring impact with a golf ball. The first and second sensors may output positive and negative pressure signals at the same time, caused by the impact, with the negative pressure indicating an outward bowing of the monolith whereas the positive pressure indicates an inward compression. These positive and negative values may be captured over the duration of impact and used to create a time-varying impact pressure profile with increased accuracy. The club head may also include a mechanism for placing a static pressure on the monolith, increasing negative pressure sensitivity and adjusting the ability to measure negative impact pressures away from the contact point on the club face. | 1. A golf club distributed impact sensor system configured to detect impact of a golf ball with a club face, the system including: a non-conducting monolith within the club face of the golf club; a plurality of piezoelectric elements within the non-conducting monolith, including at least first and second piezoelectric elements under static pressure; and pressure sampling circuitry coupled to the plurality of piezoelectric elements that captures positive and negative pressure values output from the first and second piezoelectric elements, wherein the positive and negative pressure values are simultaneously captured over a plurality of sample points in time during impact of the golf ball with the club face, and wherein the positive and negative pressure values are used to build a time-varying impact pressure profile of the impact to the golf ball.
3223 | Tactile pattern music generator and player | A device that produces patterned tactile sensations or events discernible to human touch from micro-actuators housed in a fabric, or other pliable material, where such actuated sensations or events are discernible by a user donning the fabric. The device is configured to convert electronically stored music or audio data into a sequence of patterned tactile sensations or events in a matrix across the fabric, providing a tactile representation of the music or audio data to the user. The discernible tactile sensations or events may alternately comprise retractable physical features, electric stimuli, and/or combinations of these. | 1. A tactile pattern generator comprising: a. a data converter configured to receive electronic data and convert the electronic data into a plurality of electric impulses, said electronic data comprising music; and b. a plurality of tactile actuators operatively associated with the data converter and comprising a matrix, each of said actuators configured to produce a tactile event in response to one or more of said plurality of electric impulses being applied to the actuator by the data converter, each such tactile event discernible by human touch; wherein the data converter selectively applies at least a portion of the plurality of electric impulses to at least a portion of the plurality of actuators according to a pattern defined by the data converter.
3224 | Compact undulator system and methods | An undulator with a compact construction is provided that reduces weight, complexity and cost. The compact undulator system and methods provides mechanical integrity without compromising magnetic field quality. | 1. A method of fabricating a magnet array comprising the steps: fastening a holder to a base plate; soldering a magnetized permanent magnet to the holder, wherein the soldering step further comprises the steps of: providing an arrangement of ferromagnetic material around the magnetized permanent magnet; applying a high temperature process onto the magnetized permanent magnet; and removing the arrangement of ferromagnetic material from around the magnetized permanent magnet.
3225 | Biosignal amplifying circuit | A biosignal apparatus is described including an amplifier and a sampler. The amplifier is configured to alternate between an operating state and a low power state based on a periodically changing control signal. The sampler is configured to sample a signal output from the amplifier in response to the amplifier being in the operating state and maintain the sampled signal in response to the amplifier being in the low power state. | 1. A biosignal apparatus, comprising: an amplifier configured to alternate between an operating state and a low power state based on a periodically changing control signal; and a sampler configured to sample a signal output from the amplifier in response to the amplifier being in the operating state and to maintain the sampled signal in response to the amplifier being in the low power state, wherein the amplifier is further configured to receive an enable signal and to receive a bias voltage to amplify an input signal in response to the enable signal having a logic value corresponding to the operating state, and wherein a period length of the enable signal is greater by a factor of a period length of the control signal.
3226 | Determining a user based on features | A signal may be emitted by an emitter or transducer. The signal may be sensed by a sensor, such as an accelerometer. Features of a body part or portion may be one of detected, extracted, or constructed from the sensed signal. It may be determined whether the body part or portion matches that of a user, such as an authorized user, based on the features. | 1. A computing device, comprising: an emitter to emit an acoustic signal; a sensor to sense the acoustic signal after the acoustic signal has passed through a portion of a user'ss body; an extractor to extract multiple features of the portion of the user'ss body from the sensed acoustic signal; and a classifier to determine, based on the extracted multiple features, whether the portion of the user'ss body corresponds to a model of the portion of the user'ss body used by the classifier.
3227 | Address space partitioning and filtering for discretionary wireless connection response | A system and method for providing wireless communications between a medical controller hub and an implant node are disclosed. The hub transmits signals to facilitate communication connections with the node. The signals include connection invitation polls with identification parameters. A node monitors the hub's transmissions for the connection invitation polls. When a poll is detected, the node compares the identification parameters to a list of preferred identification values. If the received identification parameter is on the preferred list, and the node and hub are not already connected, then the node responds to the connection invitation poll. If the received identification parameter is not on the preferred list, then the node continues to monitor hub transmissions for other connection invitation polls that include identification parameters that are on the preferred list. | 1. A method, comprising: receiving, by a network node from a hub, a poll message including a hub identification representing a service available near the hub; determining, by the network node, a condition associated with a user of the network node; responding, by the network node, to the poll message if the condition corresponds to the service represented by the hub identification; and ignoring, by the network node, the poll message if the condition does not corresponds to the service represented by the hub identification.
3228 | Motion capture while fishing | Various implementations described herein are directed to a non-transitory computer readable medium having stored thereon computer-executable instructions which, when executed by a computer, may cause the computer to automatically receive motion capture data recorded by one or more cameras. The computer may analyze the motion capture data to detect a cast, catch, or bite. The computer may store a record of the cast, catch, or bite. | 1. A non-transitory computer-readable medium having stored thereon a plurality of computer-executable instructions which, when executed by a computer, cause the computer to: receive motion capture data recorded by one or more cameras directed toward a fisherman during a fishing trip, wherein the motion capture data comprises motion of the fisherman during the fishing trip; analyze the motion capture data to detect an occurrence of a catch; determine, using a marine electronic device and in response to detecting the occurrence of the catch, a current location of the fisherman; determine, based on the motion capture data and in response to detecting the occurrence of the catch, fish characteristic data, wherein the fish characteristic data comprises at least one of a species of the caught fish, a length of the caught fish, or the length of fight that resulted in the caught fish; and store a record of the catch, the current location, and the fish characteristic data in memory.
3229 | Networked symbiotic edge user infrastructure | A networked symbiotic assistive user system is presented. The architecture of the system allows devices worn by medical first responders such as medics or EMTs, to connect wirelessly to devices coupled to patients, devices worn by other medical first responders and adapter devices (such as those that may be located in air and/or land evacuation vehicles) that connect to a legacy infrastructure. Using a variety of medical first responder oriented communications protocols and applications, the devices can exchange information with all of the other devices in a manner that assists the medical first responders as well as personnel associated with the legacy infrastructure (e.g., tactical command operations personnel, first aid station personnel, or other medical facilities personnel). | 1. A system for medics to collect information from one or more patients, the system comprising: one or more sensors coupled to a first patient, wherein the first patient sensors automatically collect patient information for the first patient; one or more sensors coupled to a second patient, wherein the second patient sensors automatically collect patient information for the second patient; a first personal area network (PAN) coupled to a first medic; a second PAN coupled to a second medic, wherein the first and second PANs each include a plurality of components as nodes, wherein the system is configured to, in response to the first medic approaching the first patient: automatically establish a connection between the first PAN and the first patient sensors; automatically transfer, to the first PAN, first patient information collected by the first patient sensors since a previous connection was established between the first PAN and the first patient sensors; and store the first patient information within the first PAN; wherein the system is configured to, in response to the first medic moving away from the first patient and approaching the second patient: automatically drop the connection between the first PAN and the first patient sensors; automatically establish a connection between the first PAN and the second patient sensors; automatically transfer, to the first PAN, second patient information collected by the second patient sensor since a previous connection was established between the first PAN and the second patient sensors; and store the second patient information within the first PAN; and wherein the system is configured to, in response to the first medic approaching the second medic: automatically establish a peer network between the first PAN and the second PAN; and automatically transmit the patient information stored in the first PAN to the second PAN.
3230 | Portable biometric monitoring devices and methods of operating same | The present inventions, in one aspect, are directed to portable biometric monitoring device including a housing having a physical size and shape that is adapted to couple to the user's body, at least one band to secure the monitoring device to the user, a physiological sensor, disposed in the housing, to generate data which is representative of a physiological condition of the user data. The physiological sensor may include a light source to generate and output light having at least a first wavelength, and a photodetector to detect scattered light (e.g., from the user). A light pipe is disposed in the housing and optically coupled to the light source directs/transmits light therefrom along a predetermined path to an outer surface of the housing. Processing circuitry calculates a heart rate of the user using data which is representative of the scattered light. | 1. A method of presenting a user with external data from an external device on a biometric monitoring device comprising one or more processors, one or more motion sensors, and an element configured to present information, the method comprising: at the biometric monitoring device, receiving external data about a phone call or a text message from the external device; obtaining motion data using the one or more motion sensors of the biometric monitoring device, wherein the motion data are indicative of physical movements or physical states of the user; analyzing, by the one or more processors, the motion data to determine that one or more criteria for presenting the external data about the phone call or the text message have been met; and presenting, based at least partly on determining that the one or more criteria have been met, the external data about the phone call or the text message to the user via the element configured to present information on the biometric monitoring device.
3231 | Communication system using an implantable device | The system of the present invention includes an implantable device that can detect high and low frequency current signature. The implantable device can communicate with a communication device that includes a conductive element, an electronic component, and a partial power source in the form of dissimilar materials. Upon contact with a conducting fluid, the communication device is activated. | 1. An ingestible device to communicate information, the ingestible device comprising: a support structure; a first material physically associated with the support structure; and a second material physically associated with the support structure at a location different from a location of the first material, wherein the second material is dissimilar from the first material and has a different electrochemical potential such that the first and second materials produce a voltage potential difference as a result of the first and second materials being in contact with an electrically conductive fluid; and a control device coupled to the first and second materials and powered by the voltage potential difference produced by the first and second materials when the first and second materials are in contact with the electrically conductive fluid, wherein the control device is configured to produce a first current signature comprising first information, which is conducted along a first current path formed by the electrically conductive fluid, the first material, and the second material, and wherein the control device is configured to produce a second current signature which is conducted along a second current path formed by the electrically conductive fluid, the first material, and the second material; wherein the first information includes programming instructions to program an implantable device.
3232 | GPS accuracy refinement using external sensors | Biometric monitoring devices, including various technologies that may be implemented in such devices, are discussed herein. Additionally, techniques for enhancing GPS speed and distance measurements based on step counts measured by a biometric monitoring device are provided. Such techniques may, in some implementations, involve blending two independently-measured data streams of raw distance traveled—one based on inter-coordinate GPS coordinate distances and one based on step count and stride length—using a Kalman filter to provide an enhanced-accuracy measurement of distance or speed traveled. In some other or additional implementations, distances or speeds calculated based on inter-coordinate GPS coordinate distances may be smoothed with a smoothing constant that is proportional to the variance in measured step count. | 1. An apparatus comprising: a global-positioning system (GPS) receiver; at least one motion sensor; control logic, the control logic configured to: (a) obtain GPS data from the GPS receiver, (b) convert the GPS data into a plurality of first distance measurements respectively corresponding to a plurality of measurement intervals, wherein each of the first distance measurements is based on a shortest distance between sequential coordinates in the GPS data during the corresponding measurement interval, (c) obtain data from the at least one motion sensor, (d) determine step count data from the data obtained from the at least one motion sensor for each of the measurement intervals, and (e) determine a refined distance measurement for each of the measurement intervals using both the first distance measurements and the step count data, wherein the refined distance measurements indicate the distance traveled by a user of the apparatus; and a display configured to present one or more of the refined distance measurements.
3233 | Flexible wireless patch for physiological monitoring and methods of manufacturing the same | Provided herein is an integrated wireless patch comprising a contact layer, an electronics layer, and a battery layer. The contact layer is a substrate having gel cutouts. The electronics layer can be folded into contact with the contact layer. The battery layer can be folded into contact with the electronic layer. Further provided herein is a method of manufacturing a wireless integrated patch comprising folding a substrate comprising at least one cutout, at least one contact disk in communication with a surface of a patient through the cutout, and battery terminals, wherein the at least one cutout, the at least on contact, and the battery terminals are adaptable to be located in different layers after the substrate is folded. | 1. An integrated wireless patch comprising different layers, the patch comprising: a contact layer comprising a substrate configured to come into contact with a surface of a user, wherein the contact layer comprises one or more cutouts configured to provide flexibility and reduce strain between the contact layer and the surface of the user; a battery layer disposed over the contact layer, wherein the battery layer comprises a battery; an electronic layer disposed above the contact layer and adjacent to the battery layer, wherein the electronic layer comprises at least one contact pad configured to sense an electrical signal from the surface of the user; and an adhesive spacer adaptable to be located adjacent to the contact layer and the electronic layer, wherein the adhesive spacer is configured to prevent signal leakage from the at least one contact pad.
3234 | Sterile medical instrument charging device | A system includes a medical device and a charging device. A sterile barrier may be interposed between the medical device and the charging device. The medical device includes an integral power source and an active element. The charging device is configured to charge the integral power source. The charging device may charge the integral power source through direct contact between features of the charging device and features the medical device. The charging device may alternatively charge the integral power source wirelessly, such as through inductive coupling. The medical device may include conductive prongs that are retained by the charging device. The charging device may physically couple with the medical device via magnets. The medical device and the charging device may be provided together in a sterile package as a kit. The kit may also include a reclamation bag to facilitate reclamation of electrical components. | 1. A medical system, comprising: (a) a medical device, the medical device comprising: (i) a housing, (ii) an integral power source within the housing, (iii) an active element in communication with the integral power source, wherein the active element is operable to perform an operation on tissue in a patient, and (iv) one or more charging features extending from the housing, wherein the one or more charging features are removable from the housing; and (b) a charging device, the charging device being operable to communicate with the integral power source of the medical device via the one or more charging features to thereby charge the integral power source of the medical device, wherein the charging device further comprises one or more retention features configured to retain the one or more charging features of the medical device and thereby remove the one or more charging features from the medical device; wherein the integral power source is operable to provide power to the active element after the charging features are removed from the housing by the retention features.
3235 | Non-invasive thermal wrap method for inducing calorie burning and weight loss | A method for reducing cellulite, local or generalized fat comprising applying thermal body wraps, which are cycled in temperature, is provided. Based on a body composition test, suggested targets for body fat percentage, total weight, fat weight, lean weight, weight to lose, body water percentage and basal metabolic rate are calculated. The thermal body wraps are described and may comprise layers of synthetic material, such as polyurethane and polyester fabric. The body wraps may have a heating circuit including a coaxially arranged heating cable, and a control loop including a negative temperature coefficient thermistor. The heating cable may have a protection wire, coaxially surrounding and insulated from a heating wire, so that if a break in the heating wire is detected, current flow to the heating wire is suspended. A thermostat in the wrap provides additional safety. | 1. A method for reducing cellulite, local or generalized fat in a person having such condition, comprising the steps of: (a) applying a heat source, having a temperature within the temperature range of about 104° F. to about 108° F. (first temperature), to the area on the body of a person affected with cellulite or local fat; (b) increasing the temperature of said heat source over approximately the next twelve to fifteen minutes to a second temperature different from the temperature in step (a) in the range of about 122° F. to about 134° F.; (c) decreasing the temperature of said heat source over approximately the next one and one-half minutes to ten minutes to a third temperature differing from said second temperature and being in the range of about 112° F. to about 120° F.; (d) increasing the temperature of said heat source over approximately the next three and one-half minutes to a temperature differing from said third temperature by having a higher value than said third temperature and being in the range of about 122° F. to about 128° F.; and (e) repeating a cycle of the steps (c) and (d) nine or ten times until a period of about 45 minutes to about 55 minutes has elapsed from the time that said heat source was applied to said affected area.
3236 | Non-invasive neuromodulation (NINM) for rehabilitation of brain function | In a patient suffering from neural impairment, stimulation is provided to sensory surfaces of the face and/or neck, or more generally to areas of the body that stimulate the trigeminal nerve, while performing an activity intended to stimulate a brain function to be rehabilitated. The simulation may then be continued after the performance of the activity has ceased. It has been found that the patient's performance of the activity is then improved after stimulation has ceased. Moreover, it tends to improve to a greater extent, and/or for a longer time, when the post-activity stimulation is applied, as compared to when postactivity stimulation is not applied. | 1. A method for non-invasively assisting neurorehabilitation in a patient comprising: engaging a patient in a cognitive exercise wherein the patient'ss ability to perform the cognitive exercise is hindered by impairment of the patient'ss nervous system, the cognitive exercise comprising at least one of (i) a computerized brain training exercise, (ii) a memory recollection exercise, (iii) an attention span increasing exercise, (iv) a visual perception exercise, (v) a reading comprehension exercise, and (vi) delivering queries to the patient via a computer and requiring the patient to supply responses to the computer; and providing stimulation to at least one of the patient'ss trigeminal nerve or the patient'ss facial nerve via one or more stimulators situated on the patient'ss skin.
3237 | Implantable medical devices and related connector enclosure assemblies utilizing conductors electrically coupled to feedthrough pins | Implantable medical devices include connector enclosure assemblies that utilize conductors electrically coupled to feedthrough pins that extend into a can where electrical circuitry is housed. The conductors may be coupled to the feedthrough pins and to capacitor plates within a filter capacitor by an electrically conductive bonding material and as a single bonding event during manufacturing. The base plate of the connector enclosure assembly may also include a ground pin. Ground capacitor plates may be present at a ground aperture of the filter capacitor where the ground pin passes through so that the ground pin, a ground conductor, and the ground capacitor plate may be coupled. A protective cover may be provided for the connector enclosure assembly to enclose the conductors intended to extend into the can prior to the assembly being joined to the can. Conductors may be attached to a common tab that is subsequently removed. | 1. An implantable medical device, comprising: a connector enclosure including a base plate having an aperture, the connector enclosure housing at least one electrical connector; a can coupled to the base plate, the can housing electrical circuitry; a filter capacitor coupled to the base plate, the filter capacitor having an aperture and having capacitor forming plates including a ground plate, the ground plate being electrically coupled to the can; a feedthrough pin electrically coupled to the electrical connector within the connector enclosure, the feedthrough pin extending through the aperture in the base plate and being electrically coupled to at least one filter capacitor; a support body having a coupling to the base plate, the support body having a conductor passing through, the conductor having a first end extending from the support body on one side and a second end extending from the support body on another side, the first end being electrically coupled to the filter capacitor and the feedthrough pin and the second end extending into the can and being electrically coupled to the electrical circuitry.
3238 | Portable power charging of implantable medical devices | An implantable medical device, comprising an implantable component having a rechargeable power supply and an external wireless charger. The wireless charger has a rechargeable power supply, and an inductive coil configured to transcutaneously transfer power from the charger power supply to the implantable power supply, and configured to detect and receive, via the inductive coil, power from an auxiliary charger for recharging of the charger power supply. | 1. A wireless charger of an implantable medical system, comprising: a charger power supply; an inductive coil; a circuit configured to route power provided by the charger power supply to the inductive coil for transcutaneous transfer of the power to an implantable component, and to route power received via the inductive coil from an auxiliary charger to the charger power supply for recharging of the charger power supply; and wherein the wireless charger is configured to detect the presence of an inductive field generated by the auxiliary charger, and wherein in response to detection of the presence of the inductive field generated by the auxiliary charger, the circuit is automatically arranged to route power from the inductive coil to the charger power supply.
3239 | Fitness monitoring device with altimeter | Biometric monitoring devices, including various technologies that may be implemented in such devices, are discussed herein. Additionally, techniques for utilizing altimeters in biometric monitoring devices are provided. Such techniques may, in some implementations, involve recalibrating a biometric monitoring device altimeter based on location data; using altimeter data as an aid to gesture recognition; and/or using altimeter data to manage an airplane mode of a biometric monitoring device. | 1. A wearable biometric tracking device, the wearable biometric tracking device comprising: one or more biometric sensors; a pressure sensor, the pressure sensor configured to detect ambient atmospheric air pressure around the wearable biometric tracking device and to output data representative of altitude, wherein the data representative of altitude is based, at least in part, on the ambient atmospheric air pressure detected by the pressure sensor and wherein the pressure sensor is a barometric altimeter or a barometric pressure sensor; a location-determining device configured to determine location based on data received from one or more devices remote from the wearable biometric tracking device and to output corresponding location data; and control logic, wherein the one or more biometric sensors, the pressure sensor, the location-determining device, and the control logic are communicatively connected and the control logic is configured to: a) receive the location data from the location-determining device, b) analyze the location data to determine a first location of the wearable biometric tracking device, c) determine a first topographic altitude from historical topographic data, wherein the first topographic altitude is an altitude correlated with the first location, d) receive the data representative of altitude from the pressure sensor and associate the data representative of altitude with the first location, e) analyze the data representative of altitude to determine if the pressure sensor should be recalibrated based on a first difference between the first topographic altitude and an altitude (i) calculated from the data representative of altitude and (ii) associated with the first location, f) recalibrate the pressure sensor based on the first difference when the control logic determines in (e) that the pressure sensor should be recalibrated, g) determine an update time period based, at least in part, on the first location, and h) repeat at least (a) through (e) according to the update time period.
3240 | Systems, articles, and methods for elastic electrical cables and wearable electronic devices employing same | Systems, articles, and methods for elastic electrical cables are described. An elastic electrical cable includes a molded band of elastomer with a length that follows a tortuous path including a number of semi-rigidly set changes in direction. The elastomer band is formed by an overmolding process to enclose or at least partially contain a flexible printed circuit board, with various access points provided to electrically couple to/from the flexible printed circuit board. An annular wearable electric device employing at least one such elastic electrical cable as an adaptive coupler that simultaneously provides both electrically conductive coupling and adaptive physical coupling is described. Methods of preparing/manufacturing such elastic electrical cables are also described. | 1. An annular wearable electronic device having a circumference that is variable in a dimension, the annular wearable electronic device comprising: a first pod structure positioned at least approximately on the circumference of the annular wearable electronic device, wherein the first pod structure includes electric circuitry; a second pod structure positioned at least approximately on the circumference of the annular wearable electronic device, wherein the second pod structure includes electric circuitry and wherein the first pod structure and the second pod structure are physically separated from one another by a first distance at least approximately along the circumference of the annular wearable electronic device; and a first adaptive coupler positioned at least approximately on the circumference of the annular wearable electronic device, wherein the first adaptive coupler provides both electrically conductive coupling and adaptive physical coupling between the first pod structure and the second pod structure, and wherein the first adaptive coupler comprises: at least a first electrically conductive pathway that is electrically conductively coupled to both the electric circuitry of the first pod structure and the electric circuitry of the second pod structure; and a first elastomer band that is physically coupled to both the first pod structure and the second pod structure, wherein at least a portion of the first electrically conductive pathway extends through an inner volume of the first elastomer band, and wherein a length of the first elastomer band that couples in between the first pod structure and the second pod structure is greater than the first distance and includes at least one semi-rigidly set change in direction.
3241 | Active odor cancellation | The present disclosure relates to methods, devices and systems for calculating or selecting a first set of chemical compounds for an odor additive. For example, a method identifies a second set of chemical compounds present in a sample and intensities of individual chemical compounds in the second set of chemical compounds, and calculates the first set of chemical compounds for the odor additive such that an olfactory perception of a mixture of the sample and the odor additive is an olfactory white. | 1. A method for formulating an odor additive, the method comprising: obtaining a sample from an ambient environment, the sample comprising a first set of chemical compounds that collectively induce a first non-white olfactory perception; identifying individual chemical compounds present in the first set of chemical compounds and respective intensities of the individual chemical compounds; and calculating a second set of chemical compounds that collectively induce a second olfactory perception different from the first non-white olfactory perception for the odor additive, such that a third olfactory perception induced when the odor additive is introduced to the ambient environment is an olfactory white, wherein the calculating the second set of chemical compounds comprises: minimizing a difference between a vector projection of a mixture of the sample and the odor additive in a perceptual space with a vector projection of the olfactory white in the perceptual space.
3242 | System and method for measuring physiological parameters | A method for measuring a physiological parameter is disclosed. The method includes providing an electronic device having a radio reader transmitting and receiving a radio signal; providing a physiological parameter measurement device configured with an energy storage module, a transmission module and a strip port for receiving a strip; energy storage in the physiological parameter measurement device in response to a radio energy storage signal transmitted from the electronic device until it reaches a sufficient energy status; and applying a sensing voltage to the strip via the strip port, receiving a sensing signal from the strip, and converting the sensing signal into a physiological parameter measurement signal by the physiological parameter measurement device under the sufficient energy status. | 1. A method for measuring a physiological parameter, comprising steps of: providing an electronic device having a radio reader transmitting and receiving a radio signal; providing a physiological parameter measurement device configured with an energy storage module, a transmission module and a strip port for receiving a strip; energy storage in the physiological parameter measurement device in response to a radio energy storage signal transmitted from the electronic device until it reaches a sufficient energy status, wherein the physiological parameter measurement device references to a threshold to determine whether to transmit a finishing energy storage signal or not, and the threshold includes a voltage value; in response to the receipt of the finishing energy storage signal from the transmission module by the radio reader, causing at least one of the electronic device and the physiological parameter measurement device to display a work status mode of the physiological parameter measurement device according to the finishing energy storage signal; and applying a sensing voltage to the strip via the strip port, receiving a sensing signal from the strip, and converting the sensing signal into a physiological parameter measurement signal by the physiological parameter measurement device under the sufficient energy status.
3243 | Medical attachment device position detection system and method of use thereof | A medical attachment device position detection system for use during medical training including a processor and a medical attachment device communicatively coupled to the processor, a first magnetometer coupled to the medical attachment device and configured to detect a first angle, and a second magnetometer configured to detect a second angle. The second magnetometer is communicatively coupled to the processor. The processor is operably configured to compare a relationship of the first angle relative to the second angle to determine a position of the medical attachment device relative to a subject. | 1. A medical attachment device position detection system for use during medical training comprising: a processor; a sound database communicatively coupled to the processor and including a plurality of sound files configured to represent a subject'ss medical condition; a medical attachment device coupled to a stethoscope and communicatively coupled to the processor; a speaker coupled to the medical attachment device; a first magnetometer coupled to the medical attachment device, the first magnetometer configured to produce data associated with a first angle; and a second magnetometer configured to produce data associated with a second angle, the second magnetometer communicatively coupled to the processor, the processor operably configured to compare a relationship of the first angle relative to the second angle to determine a position of the medical attachment device relative to the subject, the position corresponding to one of the plurality of sound files in the sound database.
3244 | Method for stabilizing a plasma and an improved ionization chamber | A method for stabilizing a plasma is disclosed. The method includes (a) providing in an ionization chamber a number of high voltage wires and a gas suitable for forming a plasma, and (b) exposing the gas to a high voltage thereby igniting the gas to form the plasma. Upon ignition, the plasma is subjected to an amount of light. A use of the method to generate X-rays is also disclosed. The invention is further directed to an ionization chamber including (a) a gas suitable for forming a plasma, and (b) a number of high voltage wires for exposing the gas to a high voltage thereby igniting the gas to form the plasma. The ionization chamber includes a device for subjecting the plasma upon ignition to an amount of light. The invention relates to an X-ray generator including such ionization chamber and to a laser apparatus including such X-ray generator. | 1. A method for stabilizing a plasma comprising: (a) providing in an ionization chamber, a number of high voltage wires and a gas suitable for forming a plasma; and (b) exposing the gas to a high voltage thereby igniting the gas to form the plasma, wherein upon ignition, the plasma is subjected to an amount of light having a radiation energy from 100 mW to 1500 mW.
3245 | Sensing temperature within medical devices | Devices, systems, and techniques for monitoring the temperature of a device used to charge a rechargeable power source are disclosed. Implantable medical devices may include a rechargeable power source that can be transcutaneously charged. The temperature of an external charging device and/or an implantable medical device may be monitored to control the temperature exposure to patient tissue. In one example, a temperature sensor may sense a temperature of a portion of a device, wherein the portion is non-thermally coupled to the temperature sensor. A processor may then control charging of the rechargeable power source based on the sensed temperature. | 1. A method comprising: sensing a temperature of a portion of a housing of a medical device by a temperature sensor disposed within the housing of the medical device; and controlling charging of a rechargeable power source based on the sensed temperature; wherein the temperature sensor is configured to sense the temperature of the portion of the housing without being thermally-coupled to the portion of the housing.
3246 | System with distributed process unit | The present invention provides a system with a separate computing unit, comprising: a primary computing device comprising a computing unit, a control interface unit via which a user enters an instruction that causes the computing unit to perform the processing operation or the computing operation to generate an instruction code, and a first wireless communication unit transmitting a first wireless signal containing the instruction code; and a remote control device comprising an instruction implementation unit, and a second wireless communication unit receiving the first wireless signal and sending the instruction code in the first wireless signal to the instruction implementation unit to implement the instruction code; wherein the operation of the instruction implementation unit of the remote control device is controlled by the instruction code. | 1. A system with a separate computing unit, comprising: a primary computing device comprising a computing unit, a control interface unit via which a user enters an instruction and a first wireless communication unit, the computing unit performing the processing operation or the computing operation to generate an instruction code after receiving the instruction, the first wireless communication unit transmitting a first wireless signal containing the instruction code; and a remote control device comprising an instruction implementation unit, and a second wireless communication unit receiving the first wireless signal and sending the instruction code in the first wireless signal to the instruction implementation unit to implement the instruction code, wherein operation of the instruction implementation unit of the remote control device is controlled by the instruction code, and the instruction implementation unit does not have a capability of a processing operation or a computing operation; and wherein the second wireless communication unit only has one way communication capability of the receiving the first wireless signal.
3247 | Hand-held medical-data capture-device having a digital infrared sensor and interoperation with electronic medical record systems | In one implementation, an apparatus estimates body core temperature from an infrared measurement of an external source point using a cubic relationship between the body core temperature and the measurement of an external source point is described, estimates temperature from a digital infrared sensor and determines vital signs from a solid-state image transducer, or determines vital signs from a solid-state image transducer and estimates body core temperature from an infrared measurement of an external source point using a cubic relationship between the body core temperature and the measurement of an external source point; after which the estimated and/or determined information is transmitted to an external database. | 1. A non-touch thermometer configured to estimate a body core temperature, the non-touch thermometer comprising: a microprocessor; a wireless communication subsystem that is operably coupled to the microprocessor and that is operable to transmit a representation of an estimated body core temperature; a battery operably coupled to the microprocessor; and a digital infrared (IR) sensor operably coupled to the microprocessor, the digital IR sensor having only digital readout ports and comprising a low noise amplifier, an analog-to-digital converter, a digital signal processor, and a pulse width modulator (PWM), the digital readout ports operable to transmit to the microprocessor a digital signal that is representative of an IR signal, acquired from a forehead of a user, that is detected by the digital IR sensor, wherein the digital IR sensor is configured with no need for recalibration after an initial factory calibration with an emissivity range of 0.1 to 1.0, wherein the microprocessor is operable to receive from the digital readout ports the digital signal that is representative of the IR signal of the forehead and is further configured to estimate the body core temperature from the forehead by using the PWM in a temperature range of −20° C. to 120° C. and generating the estimated body core temperature with an output resolution of about 0.14° C., wherein the body core temperature is estimated by the microprocessor by correlating the digital signal outputted by the PWM that is representative of the IR signal from the forehead with a table that correlates forehead temperature to body-core-temperature.
3248 | Tactile feedback system for robotic surgery | Apparatuses and methods for the haptic sensation of forces at a remote location. Groups of MEMS-based pressure sensors are combined into sensor arrays. In some embodiments, the pressure sensors are encased in silicone or other elastomeric substance to allow for routine use in the aqueous environment of the body. The sensor arrays may be housed in a No-compatible material (e.g., stainless steel, plastic) and may be attached to a printed circuit board to allow the electrical signal generated by the sensors to be communicated to a user. The sensor arrays may be used with faceplates that directly interact with the target tissue or object. The faceplates may be rough, smooth, serrated, or any other texture. The present apparatuses and methods are particularly well suited for robotic surgery and may be used in wherever haptic sensing of forces at a remote location is desired. | 1. A system for conducting robotic surgery on tissue, comprising: a surgical instrument, wherein said surgical instrument includes a housing and a surface adapted to interface with said tissue, wherein said surface includes a sensor array comprising: a plurality of pressure sensors, wherein said plurality of pressure sensors are arranged in an array, wherein said pressure sensors are surrounded by an elastomeric substance; and a printed circuit board, wherein said pressure sensors are operably connected to said printed circuit board, wherein said housing includes said plurality of pressure sensors, said elastomeric substance, and said printed circuit board, wherein said plurality of pressure sensors is adapted to sense forces exerted by said surgical instrument on said tissue; and a manipulation interface, wherein said manipulation interface is operably connected to said surgical instrument and is adapted to represent said forces such that a user employing said manipulation interface is able to sense said forces exerted by said surgical instrument on said tissue; wherein the manipulation interface includes a user-engagement member that is manually moveable by a user, wherein movement of the user-engagement member causes corresponding displacement of the surface adapted to interface with said tissue, and further wherein the user-engagement member is configured to lock in place when the plurality of pressure sensors sense a force of the tissue pressing against the surface adapted to interface with the tissue.
3249 | Implantable device for the brain | The present invention consists of an implantable device with at least one package that houses electronics that receives input data or signals, and optionally power, from an external system through at least one coil attached to the at least one package, processes the input data and delivers electrical pulses to neural tissue through at least one array of multiple electrodes that is/are attached to the at least one package. The invention, or components thereof, is/are intended to be installed in the head, or on or in the cranium or on the dura, or on or in the brain. | 1. A neural stimulator comprising: a hermetic package enclosing electronics suitable to be implanted within a head; a flange defining a plurality of voids around the hermetic package suitable to accept screws adapted for mounting the hermetic package to the cranium; and a flexible thin film electrode array electrically coupled to said electronics suitable for direct contact with and direct stimulation of the brain including a flexible polymer base layer; patterned metal traces deposited on said flexible polymer base layer the metal traces forming a bond pad portion connected to the hermetic electronics package, an electrode portion adapted for contact with the brain and a cable portion connecting the bond pad portion to the electrode portion; and a flexible polymer top layer deposited on said flexible polymer base layer and said metal traces and defining voids exposing said electrodes, the thin film electrode array forming both non-penetrating approximately flat surface electrodes suitable to stimulate the surface of the brain and forming electrodes on penetrating spikes suitable to stimulate the brain at some depth.
3250 | Biocompatible bonding method and electronics package suitable for implantation | The invention is directed to a method of bonding a hermetically sealed electronics package to an electrode or a flexible circuit and the resulting electronics package that is suitable for implantation in living tissue, for a retinal or cortical electrode array to enable restoration of sight to certain non-sighted individuals. The hermetically sealed electronics package is directly bonded to the flex circuit or electrode by electroplating a biocompatible material, such as platinum or gold, effectively forming a plated rivet-shaped connection, which bonds the flex circuit to the electronics package. The resulting electronic device is biocompatible and is suitable for long-term implantation in living tissue. | 1. A method of making an implantable device comprising: providing a hermetic package configured to be implanted within a human body, including a substrate forming a part of said hermetic package and containing hermetic electrically conductive feedthroughs straight from an inside surface to an outside surface forming electrically conductive pads in a two dimensional grid on said outside surface of said substrate where said outside surface is outside the hermetic package; providing a flexible electrical circuit having contacts in a two dimensional grid matching said two dimensional grid on said substrate; applying electrically conductive adhesive to said electrically conductive pads; applying electrically conductive adhesive to said contacts; aligning and contacting said electrically conductive pads with said contacts; curing said electrically conductive adhesive; underfilling a space between said substrate and said flexible electrical circuit, thereby hermetically sealing said space.
3251 | Thermal management for implantable wireless power transfer systems | Thermal management solutions for wireless power transfer systems are provided, which may include any number of features. In one embodiment, an implantable wireless power receiver includes at least one thermal layer disposed on an interior surface of the receiver configured to conduct heat from a central portion of the receiver towards edges of the receiver. The thermal layer can comprise, for example, a copper layer or a ceramic layer embedded in an acrylic polymer matrix. In some embodiments, a plurality of thermal channels can be formed within the receiver to transport heat from central regions of the receiver towards edges of the receiver via free convection. In yet another embodiment, a fluid pipe can be connected to the receiver and be configured to carry heat from the receiver to a location remote from the receiver. Methods of use are also provided. | 1. A power receiver of a wireless power transfer system, comprising: an implantable housing; a receiver coil supported by the implantable housing; electronics disposed within the implantable housing and coupled to the receiver coil, the electronics configured to control wireless power transfer from an external power transmitter to the receiver coil; and only one insulating layer disposed on an interior surface of the implantable housing and comprising a thermal layer formed of a first material and a central portion formed of a second material, the thermal layer and central portion being positioned in the same plane, the only one insulating layer configured to dissipate heat generated by the electronics and distribute the heat across the only one insulating layer.
3252 | Integrated dual swept source for OCT medical imaging | An optical coherence analysis system comprising: a first swept source that generates a first optical signal that is tuned over a first spectral scan band, a second swept source that generates a second optical signal that is tuned over a second spectral scan band, a combiner for combining the first optical signal and the second optical signal for form a combined optical signal, an interferometer for dividing the combined optical signal between a reference arm leading to a reference reflector and a sample arm leading to a sample, and a detector system for detecting an interference signal generated from the combined optical signal from the reference arm and from the sample arm. In embodiments, the swept sources are tunable lasers that have shared laser cavities. | 1. An optical coherence analysis system comprising: a first swept source that generates a first optical signal that is tuned over a first spectral scan band, the first swept source including a first semiconductor optical amplifier and a first tunable filter for tuning light from the first semiconductor amplifier over the first spectral scan band; a second swept source that generates a second optical signal that is tuned over a second spectral scan band, the second swept source including a second semiconductor optical amplifier and a second tunable filter for tuning light from the second semiconductor amplifier over the second spectral scan band; a combiner for combining the first optical signal and the second optical signal to form a combined optical signal; an interferometer for dividing the combined optical signal between a reference arm leading to a reference reflector and a sample arm leading to a sample; a multi channel k-clock system for detecting the first optical signal and the second optical signal to generate clock signals, wherein the multi channel k-clock system receives the combined optical signal and separately detects the first optical signal with a first detector to generate a first clock and the second optical signal with a second detector to generate a second clock as the clock signals; a detector system for detecting an interference signal generated from the combined optical signal from the reference arm and from the sample arm; and an analog to digital converter system that samples the interference signal and also receives the clock signals.
3253 | Temperature measurement system and method | In one or more implementations, a temperature measuring system is provided, including a temperature sensing probe having (a) a thermistor operatively connected to a first conductor and (b) a resistor operatively connected to a second conductor, and a temperature determination application stored in a memory of a computing device operatively connected to the temperature sensing probe. When executed by a processor of the computing device, the temperature determination application configures the computing device to: transmit a first instance of a signal to the first conductor, receive a temperature signal from the thermistor, the temperature signal corresponding to the first instance of the signal as output from the thermistor, transmit a second instance of the signal to the second conductor, receive a reference signal from the resistor, the reference signal corresponding to the second instance of the signal as output from the resistor, process the temperature signal and the reference signal to determine a relationship between the temperature signal and the reference signal, and compute a temperature based on the relationship. | 1. A temperature measuring system comprising: a temperature sensing probe having a connector and configured to interface with a computing device via the connector, the temperature sensing probe further comprising a thermistor operatively connected to a first conductor and a resistor operatively connected to a second conductor; and a computing device having a first output channel, a second output channel, and a first input channel, the computing device being operatively connected to the temperature sensing probe and further being configured to: transmit, over the first output channel, a first instance of a signal to the first conductor; receive, over the first input channel, a temperature signal from the thermistor; transmit, over the second output channel, a second instance of the signal to the second conductor; receive, over the first input channel, a reference signal from the resistor, the reference signal comprising the second instance of the signal as output from the resistor; process the temperature signal and the reference signal to determine a relationship between the temperature signal and the reference signal; compute a temperature based on the relationship; and display temperature information representing the computed temperature.
3254 | User authentication method and apparatus based on electrocardiogram (ECG) signal | An authentication apparatus includes an electrocardiogram (ECG) signal receiver configured to receive a target ECG signal, and a preprocessor configured to filter the target ECG signal. The apparatus further includes an authenticator configured to process the filtered target ECG signal based on a pattern of a reference ECG signal, and determine whether the target ECG signal corresponds to the reference ECG signal based on the processing. | 1. An authentication apparatus comprising: an electrocardiogram (ECG) signal receiver configured to receive a target ECG signal; a preprocessor configured to filter the target ECG signal; and an authenticator configured to: determine a difference between the filtered target ECG signal and a reference ECG signal; eliminate, from the difference, a pattern of the reference ECG signal; and determine whether the target ECG signal corresponds to the reference ECG signal based on the eliminating.
3255 | Activity recognition with activity reminders | An athletic performance monitoring system, for motivating a user to reach a goal level of athletic activity. The system may motivate the user by calculation a deficit between a current total level of activity and the goal level of athletic activity, and suggesting activity types that the user may carry out an order to reach the goal level, wherein the suggested activity types may be based on activities that are geographically close to the user, or sporting equipment worn by, or in possession of, the user. | 1. A unitary apparatus configured to be worn by a user, comprising: a processor; a sensor configured to capture motion data and detect a geographic location of the user; a user interface; and a non-transitory computer-readable medium comprising computer-executable instructions that when executed by the processor perform at least: detecting a current location of the user; capturing, from the sensor while being worn on the user, motion data generated by the sensor as a result of a motion of the user; calculating, from the motion data, an energy expenditure metric indicative of an amount of physical activity carried out by the user; associating the motion data and the energy expenditure metric with a current activity session for an athletic activity; calculating a difference between the energy expenditure metric for the current activity session and an energy expenditure metric for a previous activity session for a same athletic activity; and communicating, using the user interface, based on the calculated difference and a detected current location of the user, a motivational message to the user encouraging the user continue the athletic activity, wherein the motivational message includes a location of one or more individuals known to, and within a predetermined range of the user, a status of the athletic activity currently being performed by the one or more individuals, and wherein the motivational message includes a probability that participating with the one or more individuals will meet or exceed the energy expenditure metric for the previous activity session, based on a record of physical activities carried out by the user in the past.
3256 | System and method for in vitro blood vessel modeling | The present invention provides an in vitro blood vessel model for investigation of drug induced vascular injury and other vascular pathologies. The in vitro blood vessel model provides two channels separated by a porous membrane that is coated on one side by an endothelial cell layer and is coated on the other side by a smooth muscle cell layer, wherein said model is susceptible to the extravasation of red blood cells across said porous membrane due to drug induced vascular injury. | 1. An in vitro blood vessel model comprising two elongated channels separated by a porous membrane coated on one side by an endothelial cell layer and coated on the other side by a smooth muscle cell layer, wherein the model is susceptible to the extravasation of red blood cells across the porous membrane due to drug induced vascular injury, wherein one of the channels has: a bottom formed by the porous membrane coated with the smooth muscle cell layer of the porous membrane; opposing sidewalls extending from the bottom; and a top that is open along a length of the channel.
3257 | Active noise reduction system, and vehicular active noise reduction system | A vehicular active noise reduction system includes a first microphone and first speaker disposed in a front-seat space, a second microphone and second speaker disposed in a back-seat space, and an active noise reduction device that performs control to output cancellation sound, to reduce noise in a cabin, from the first speaker and second speaker. When generating a first composite audio, the active noise reduction device removes audio components belonging to a frequency band relating to a second cancellation sound from audio collected by the first microphone, and when generating a second composite audio, removes audio components belonging to a frequency band relating to a first cancellation sound from audio collected by the second microphone. | 1. An active noise reduction system that actively reduces noise, the system comprising: a first sound collecting unit disposed in a first space in a closed space, that collects sound generated in the first space; a second sound collecting unit disposed in a second space situated away from the first space in the closed space, that collects sound generated in the second space; a first sound output unit that is disposed in the first space and outputs sound; a second sound output unit that is disposed in the second space and outputs sound; and an active noise reduction device that performs control to output a cancellation sound that reduces noise in the closed space, from at least one of the first sound output unit and the second sound output unit, the active noise reduction device including: a first audio compositing unit that generates first composite audio generated by compositing audio signals of a first cancellation sound with audio collected by the second sound collecting unit, the first cancellation sound being generated by referencing the noise and audio collected by the first sound collecting unit, and a second audio compositing unit that generates second composite audio generated by compositing audio signals of a second cancellation sound with audio collected by the first sound collecting unit, the second cancellation sound being generated by referencing the noise and audio collected by the second sound collecting unit, wherein the active noise reduction device performs control to output the first composite audio to the first sound output unit, while outputting the second composite audio to the second sound output unit, and at the time of generating the first and second composite audios, performs processing to remove audio components from each of the audio collected by the first sound collecting unit and the audio collected by the second sound collecting unit, the audio components belonging to a frequency band associated with noise that is to be reduced in the closed space.
3258 | Method and structure of three dimensional CMOS transistors with hybrid crystal orientations | A method for fabricating a three-dimensional integrated circuit device includes providing a first substrate having a first crystal orientation, forming at least one or more PMOS devices overlying the first substrate, and forming a first dielectric layer overlying the one or more PMOS devices. The method also includes providing a second substrate having a second crystal orientation, forming at least one or more NMOS devices overlying the second substrate, and forming a second dielectric layer overlying the one or more NMOS devices. The method further includes coupling the first dielectric layer to the second dielectric layer to form a hybrid structure including the first substrate overlying the second substrate. | 1. A method for fabricating a three-dimensional integrated circuit device, the method comprising: providing a first substrate having a first crystal orientation; forming at least one or more PMOS devices overlying the first substrate; forming a first dielectric layer overlying the one or more PMOS devices; providing a second substrate having a second crystal orientation; forming at least one or more NMOS devices overlying the second substrate; forming a second dielectric layer overlying the one or more NMOS devices; and coupling the first dielectric layer to the second dielectric layer to form a hybrid structure including the first substrate overlying the second substrate; forming a third dielectric layer overlying the hybrid structure; and forming a pressure sensing device overlying the third dielectric layer, wherein forming the pressure sensing device comprising: forming a diaphragm device having a first surface region facing and overlying the hybrid structure and a second surface region opposite the first surface region; forming at least one or more folded spring devices spatially disposed within a vicinity of the first surface region of the diaphragm device, each of the folded spring devices being operably coupled to the first surface region of the diaphragm device; forming two or more electrode devices operably coupled to the first surface region; forming a first cavity region provided between the first surface region and the hybrid structure, the first cavity region being substantially sealed and maintaining a predetermined environment; and forming a housing member provided overlying the second surface region of the diaphragm device to form a second cavity region between the housing member and the diaphragm device, the housing member comprising one or more fluid openings to allow fluid to move between the second cavity and a region outside of the housing member.
3259 | Method and system of communicating personal health data in a near field communication environment | A method and a system for communicating personal health data in a Near Field Communication (NFC) environment are provided. An NFC manager sets control information in an NFC Data Exchange Format (NDEF) for providing synchronized communication of personal health data between the NFC manager and an NFC agent. The control information may include a direction flag, a state flag, sequence identifier field, and request/response flag. The NFC manager writes the NDEF format including the control information and payload data into an NFC tag associated with the NFC agent. Subsequently, the NFC manager reads the NDEF record stored in the NFC tag and determines whether the NDEF record is written into the NFC tag by the NFC agent based on the control information in the read NDEF format. Accordingly, the NFC manager repeats the above mentioned steps if the NDEF record includes payload data of the NFC agent. | 1. A method for transmitting and receiving data by a Near Field Communication (NFC) manager of a NFC device in a NFC environment, the method comprising: setting, by the NFC device, control information in a NFC Data Exchange Format (NDEF) record; writing, in a NFC tag, the control information of the NDEF record including payload data by the NFC device; reading, by the NFC device, changed control information of a changed NDEF record including changed payload data from the NFC tag; and determining, by the NFC device, whether the changed NDEF record is identical to a NDEF record previously read from the NFC tag, wherein the determining of whether the changed NDEF record is identical to the NDEF record previously read from the NFC tag comprises: reading a sequence identifier included in the changed control information of the changed NDEF record, when the sequence identifier is even, determining that the changed NDEF record is not identical to the NDEF record previously read from the NFC tag, and when the sequence identifier is odd, determining that the changed NDEF record is identical to the NDEF record previously read from the NFC tag.
3260 | Innovative operation room light system capable of wireless data exchange between operating room devices | The invention relates to a communication system and devices forming part of this system, wherein light is used for the transmission signal. The communication system includes an apparatus for forwarding operating room device signals to a device which apparatus is configured to receive an analog signal comprising the operating room device signal and to produce a digital signal based upon the analog signal, the apparatus further being configured to produce a signal based upon the digital signal, wherein the signal is for modulating the output of a light source. This invention includes a device for managing access and priority of traffic within this system according to a specific hierarchy of priority starting with safety and ending with administrative information. | 1. Operating room system including at least a first device and a second device, wherein the first device is provided with means for emitting and for receiving light signals and the second device is provided with means for receiving and emitting light signals, wherein the light signals are transferred in an exclusively wireless manner between the first device and the second device and carry information which information is modulated into the light signals, the first device is a lighting device, the second device is a medical instrument, wherein the first device exclusively transfers the control signals of the second device to the second device and wherein all output information from the second device is transferred by means of light signals in a wireless manner to the first device, control means are provided in the operating room system for managing communication access between the two devices including a hierarchy priority decision means for the data exchange between the first device and the second device.
3261 | Systems, devices, components and methods for communicating with an IMD using a portable electronic device and a mobile computing device | The present disclosure involves a method of communicating with an implantable medical device. An authentication process is performed to verify an identity of a user of a mobile computing device. A request is received from the user to access an implantable medical device via the mobile computing device. Based on the identity of the user, a first user interface suitable for the user is selected from a plurality of user interfaces that are each configured to control an implantable medical device. The plurality of user interfaces have different visual characteristics and different levels of access to the implantable medical device. The first user interface is displayed on the mobile computing device. | 1. A medical system, comprising: an implantable medical device; a mobile computing device, the mobile computing device including a screen, wherein the mobile computing device is configured to display on the screen: in response to an authentication of a first user, a first user interface for controlling the implantable medical device based on one or more first commands received from the first user, the first user interface mimicking a user interface of a patient programmer device; and in response to an authentication of a second user, a second user interface for controlling the implantable medical device based on one or more second commands received from the second user, the second user interface mimicking a user interface of a clinician programmer device having a greater number of programming options than the patient programmer device and offers a greater level of access to the implantable medical device than the patient programmer device, wherein the first user interface and the second user interface have different visual appearances; and a portable electronic device, wherein the portable electronic device includes: a first communications component configured to conduct telecommunications with the implantable medical device under a first communications protocol; and a second communications component configured to conduct telecommunications with the mobile computing device under a second communications protocol different from the first communications protocol; and wherein the portable electronic device is configured to: perform a safety control inspection on the one or more first commands or second commands; and use the first and second communications components to relay the one or more first commands or the one or more second commands to the implantable medical device in response to the one or more first commands or second commands passing the safety control inspection.
3262 | Active noise reduction device and active noise reduction method | An active noise reduction device is used with a secondary noise source that generates a secondary noise and an error signal source that outputs an error signal corresponding to a residual sound caused by interference between the secondary noise and a noise. A μ-adjustment unit calculates a step-size parameter for updating a filter coefficient of an adaptive filter by multiplying a standard step-size parameter by a ratio of a standard representative input value corresponding to amplitude of a signal to a representative input value corresponding to the amplitude of the signal. | 1. An active noise reduction device for reducing a noise, the active noise reduction device being configured to be used with a reference signal source, a secondary noise source, and an error signal source, wherein the reference signal source outputs a reference signal having a correlation with the noise, the secondary noise source generates a secondary noise corresponding to a secondary noise signal, the error signal source outputs an error signal corresponding to a residual sound caused by interference between the secondary noise and the noise, said active noise reduction device comprising a signal-processing device which includes: a first input port being configured to receive the reference signal; a second input port being configured to receive the error signal; an output port being configured to output the secondary noise signal; an adaptive filter configured to output the secondary noise signal based on the reference signal; a simulated acoustic transfer characteristic filter configured to correct the reference signal with a simulated acoustic transfer characteristic that simulates an acoustic transfer characteristic from the output port to the second input port so as to output a filtered reference signal; a least-mean-square operation unit configured to update a filter coefficient of the adaptive filter by using the error signal, the filtered reference signal, and a step-size parameter; and a .mu.-adjustment unit configured to determine the step-size parameter, and wherein the .mu.-adjustment unit is configured to: calculate a representative input value corresponding to amplitude of at least one signal of the reference signal, the filtered reference signal, and the error signal; store a standard representative input value and a predetermined standard step-size parameter, the standard representative input value being a representative input value when the amplitude of the at least one signal of the reference signal, the filtered reference signal, and the error signal is predetermined amplitude, the predetermined standard step-size parameter being a value of the step-size parameter to which the filter coefficient converges when the representative input value is the standard representative input value; and calculate the step-size parameter by multiplying the standard step-size parameter by a ratio of the standard representative input value to the representative input value.
3263 | Beam guiding apparatus | A beam guiding apparatus includes a vacuum chamber that includes a target region arranged to receive a target material for generating EUV radiation. The vacuum chamber includes a first and second opening for receiving into the vacuum chamber a first and second laser beam, respectively. The first and second laser beam have different wavelengths. The beam guiding apparatus further includes a superposition apparatus arranged to superpose the first and second laser beams entering into the vacuum chamber through the first and second openings, respectively, for common beam guidance in the direction of the target region. The superposition apparatus comprises a first optical element configured to seal the first opening of the vacuum chamber in a gas-tight manner and transmit the first laser beam, or a second optical element configured to seal off the second opening of the vacuum chamber in a gas-tight manner and transmit the second laser beam. | 1. A beam guiding apparatus, comprising: a vacuum chamber comprising a target region arranged to receive a target material for generating EUV radiation, wherein the vacuum chamber further includes a first opening for receiving into the vacuum chamber a first laser beam and a second opening for receiving into the vacuum chamber a second laser beam, wherein the first laser beam and the second laser beam have different wavelengths; and a superposition apparatus arranged to superpose the first and second laser beams entering into the vacuum chamber through the first and second openings, respectively, for common beam guidance in the direction of the target region, wherein the superposition apparatus comprises at least one of: a first optical element configured to seal the first opening of the vacuum chamber in a gas-tight manner and transmit the first laser beam, the first optical element comprising a first optical surface arranged in the vacuum chamber and a first coating configured to reflect the second laser beam, or a second optical element configured to seal off the second opening of the vacuum chamber in a gas-tight manner and transmit the second laser beam, the second optical element comprising a second optical surface arranged in the vacuum chamber and a second coating configured to reflect the first laser beam.
3264 | Method and apparatus for automatically integrating a medical device into a medical facility network | A method for integrating a medical device into a medical facility network by equipping the medical device with wireless communication device is disclosed. The medical device is provided into a medical treatment area within wireless range of the medical facility network. The medical facility network is configured to detect the medical device upon entry into the medical treatment area. The medical facility network is configured to thereafter transmit an initialization signal to the medical device. A system for integrating medical devices, a medical device capable of integration, and a medical facility network are also disclosed. | 1. A method of initializing a medical device within a medical treatment area, comprising: automatically detecting the medical device upon introduction of the medical device into the medical treatment area within a wireless range of a medical facility network; authenticating the medical device based on device identity information specific to the medical device if the medical device is not recognized by the medical facility network because the medical device has not been discharged from being dedicated to a patient; transmitting one or more initialization signals from the medical facility network to the medical device if the medical device is recognized or authenticated by the medical facility network, the one or more initialization signals comprising at least one of instructions to power up to an active power state and instructions to cause the medical device to unlock; and automatically initializing the medical device in response to the medical device receiving the one or more initialization signals, wherein initializing comprises at least one of powering the medical device into an active power state when the medical device is in a low-power, sleep, or off state and unlocking the medical device.
3265 | Remote monitoring of analyte measurements | Methods and apparatus, including computer program products, are provided for remote monitoring. In some example implementations, there is provided a method. The method may include receiving, at a remote monitor, a notification message representative of an event detected, by a server, from analyte sensor data obtained from a receiver monitoring an analyte state of a host; presenting, at the remote monitor, the notification message to activate the remote monitor, wherein the remote monitor is configured by the server to receive the notification message to augment the receiver monitoring of the analyte state of the host; accessing, by the remote monitor, the server, in response to the presenting of the notification message; and receiving, in response to the accessing, information including at least the analyte sensor data. Related systems, methods, and articles of manufacture are also disclosed. | 1. A method comprising: receiving, at a mobile remote monitoring apparatus configured to be used by a remote monitoring user, an invitation to access a secure server storing data associated with a mobile receiver that at least periodically monitors an analyte concentration state of a host and to receive a message on the mobile remote monitoring apparatus regarding a health condition based on the analyte concentration state of the host who is remote to the mobile remote monitoring apparatus and who is not in a medical facility, wherein the invitation is triggered to be sent to the mobile remote monitoring apparatus in response to the host providing, using the mobile receiver, an identifier that identifies the remote monitoring user; receiving, by the mobile remote monitoring apparatus, a set of recommended rule settings associated with the invitation, the set of recommended rule settings being configured by the host using the mobile receiver, at least one of the set of recommended rule settings being modifiable by the remote monitoring user using the mobile remote monitoring apparatus; receiving, by the mobile remote monitoring apparatus, user input indicative of acceptance of the invitation to access the secure server and receive the data associated with the analyte concentration state of the host from the mobile receiver, wherein the access is activated by the secure server after receipt of the acceptance by the secure server; and modifying, by the mobile remote monitoring apparatus, a rule setting of the set of recommended rules settings defining an alert, the alert being representative of an event associated with the health condition based on the analyte concentration state of the host, wherein the alert, when triggered, causes the message to be sent to the mobile remote monitoring apparatus to notify the remote monitoring user of the event.
3266 | Object information acquiring apparatus and laser apparatus | An object information acquiring apparatus is used which includes: a laser medium; a temperature controlling unit for controlling a temperature of the laser medium; an excitation unit for exciting the laser medium; a control unit for controlling the temperature controlling unit and the excitation unit; a probe for receiving acoustic waves that are generated when an object is irradiated with a laser beam from the laser medium; and a processing unit for acquiring characteristic information relating to the object from the acoustic waves, wherein the control unit does not operate the excitation unit until the temperature of the laser medium falls within a predetermined range. | 1. A laser apparatus, comprising: a laser medium; temperature controlling means configured to control a temperature of said laser medium, and including a circulator circulating a substance near said laser medium to heat the laser medium, and heating means heating said substance circulating within said circulator; excitation means configured to excite said laser medium; control means configured to control said temperature controlling means and said excitation means; first temperature measuring means configured to measure the temperature of said laser medium; and second temperature measuring means configured to measure a temperature of said substance circulating within said circulator, wherein said control means does not activate said excitation means until the temperature of said substance circulating within said circulator, measured by said second temperature measuring means, reaches a first value, and activates said heating means until the temperature of said laser medium, measured by said first temperature measuring means, reaches a second value different from said first value, wherein a current to flow to said heating means after the temperature of said substance circulating within said circulator, measured by said second temperature measuring means, reaches the first value and until the temperature of said laser medium, measured by said first temperature measuring means, reaches the second value, is smaller than a current to flow to said heating means until the temperature of said substance circulating within said circulator, measured by said second temperature measuring means, reaches the first value.
3267 | Signal distribution for patient-electrode measurements | Apparatus for electrically connecting measurement apparatus to a biological subject, the apparatus including a signal delivery circuit including a current buffer having a current buffer input for receiving a signal from a signal source and a current buffer output for supplying a current to an electrode attached to the biological subject, and a voltage buffer having a voltage buffer input coupled to the current buffer output and a voltage buffer output for providing a voltage signal indicative of a voltage at the electrode, to a sensor. | 1. Apparatus for electrically connecting measurement apparatus to a biological subject, the apparatus including a signal delivery circuit including: a current buffer having: a current buffer input for receiving a signal from a signal source; and, a current buffer output for supplying a current to an electrode attached to the biological subject; a voltage buffer having: a voltage buffer input coupled to the current buffer output; and, a voltage buffer output for providing a voltage signal indicative of a voltage at the electrode, to a sensor; and a DC offset control circuit coupled between the voltage buffer output and the current buffer input.
3268 | CPR assist device for measuring compression parameters during cardiopulmonary resuscitation | A device for the determination of at least one compression parameter during administration of cardiopulmonary resuscitation (CPR) on a patient comprising: a field generator, a field detector, and a processor. Position information and the compression parameter are determined from the field detected by the field detector. One of the field generator and the field detector is a position sensor and the other is a reference sensor. | 1. A device for determination of at least one compression parameter during administration of cardiopulmonary resuscitation (CPR) on a patient comprising: a position sensor including a field generator adapted to generate a field; a reference sensor including a field detector adapted to detect the field generated by the field generator and generate a response signal; wherein the field generator comprises at least one field generating coil and the field detector comprises at least one field detecting coil, and the generated field is an electromagnetic field, wherein at least one of the field generator and the field detector comprises at least three orthogonally wound field generating coils or field detecting coils, respectively, a defibrillator unit having two defibrillator pads; a processor adapted to determine, from the response signal, position and/or orientation information for the field detector relative to the field generator, to determine the at least one compression parameter using the determined position and/or orientation information of the field detector, the at least one compression parameter including a compression angle, and to determine whether a rescuer is administering CPR at an effective or desired compression angle to the patient'ss chest, the processor being provided in the defibrillator unit; wherein the position sensor is attached to or embedded in one of the two defibrillator pads which is configured to be placed on the patient'ss chest, and the reference sensor is attached to or embedded in the other of two defibrillator pads configured to be placed at a different location on the patient'ss chest; wherein the position sensor is adapted to move in accordance with the patient'ss chest and the reference sensor is adapted to be stationary relative to the patient, and wherein the position sensor is configured to determine a position of the one of the two defibrillator pads having the position sensor relative to the other of the two defibrillator pads having the reference sensor in order to determine if the rescuer is administering CPR at the effective or desired angle to the patient'ss chest and/or instruct the rescuer in maintaining the effective or desired compression angle.
3269 | Apparatus and method for data processing of physiological signals | A filter apparatus ( 100 ) having a signal input ( 101 ) to which an input signal is applied which contains a useful component and a noise component, a fast signal path ( 102 ) and a slow signal path ( 103 ) arranged in parallel therewith. The fast signal path and the slow signal path are coupled to the signal input. The fast signal path contains a filter in order to prompt fast filtering of the input signal. The slow signal path contains a filter in order to prompt slow filtering of the input signal. An output of the slow signal path is coupled to the fast signal path by means of a signal line ( 106 ). A signal output ( 104 ) which is coupled to the fast signal path has an output signal applied to it which essentially contains useful components of the input signal. | 1. A filter apparatus comprising: a signal input, at which an input signal is present, which input signal contains a useful component and a noise component; a fast signal path, the fast signal path having a fast signal path input and a fast signal path output; a slow signal path arranged in parallel to the fast signal path, the slow signal path having a slow signal path input and a slow signal path output; a signal line coupling the slow signal path output with the fast signal path to change a characteristic of said fast signal path, wherein the signal input is coupled with the fast signal path input and of the slow signal path input, wherein the fast signal path contains a filter to bring about fast filtering of the input signal and wherein the slow signal path contains a filter to bring about slow filtering of the input signal; a signal output coupled with the fast signal path output and at which an output signal, which contains essentially useful components of the input signal, is present; and another signal line via which a signal is returned from the fast signal path to the slow signal path to affect the functional characteristic of the slow filter path, wherein an output of the fast signal path is coupled via the another signal line with an input of the slow signal path and wherein physiological signals from a patient, which are used after their filtering to drive a respirator, are present at the signal input, wherein said input signal is a physiological signal from a patient, said physiological signal passing through said fast signal path and through said slow signal path, wherein a signal travel time in said fast signal path is shorter by a factor of at least two than a signal travel time in said slow signal path, said another signal line connecting said fast signal path output of said fast signal path with said slow signal path input of said slow signal path to change said functional characteristic of said slow filter path, wherein said filter of said fast signal path comprises nonlinear properties, said filter of said slow signal path comprising linear properties or an adaptive filter.
3270 | Apparatus for shaping transducer membranes | The present disclosure provides a transducer shaping chamber for shaping ultrasound transducers. The transducer shaping chamber includes a transducer coupon carrier having one or more slots. The one or more slots each are geometrically shaped to hold a transducer coupon having a plurality of ultrasonic transducers formed thereon. The transducer shaping chamber includes a first plate disposed over a first side of the transducer coupon carrier. The transducer shaping chamber includes a second plate disposed over a second side of the transducer coupon carrier. The second side is opposite the first side. The transducer shaping chamber is configured to move the first plate and the second plate toward each other so as to push against the transducer coupon carrier from the first and second sides, respectively, until the transducer coupon carrier has been sealed against the first plate and with the second plate. | 1. A system for fabricating an ultrasound transducer, the system comprising: a control panel that includes a plurality of control mechanisms configured to set a plurality of fabrication process parameters, the fabrication process parameters being selected from the group consisting of: process pressure, process time, process duration, and process voltage; and a transducer shaping chamber communicatively coupled to the control panel and configured to implement the fabrication process parameters therein in response to instructions from the control panel, the transducer shaping chamber including: a removable part carrier configured to load a transducer coupon having a plurality of transducers formed thereon, the transducers each having a transducer membrane disposed over a well partially filled with an epoxy; a first plate configured to support and seal against the part carrier from a first side, the first plate facing the transducer well; and a second plate configured to support and seal against the part carrier from a second side opposite the first side, the second plate facing toward the transducer membrane; wherein: the first and second plates are configured to be moved toward each other until the part carrier is sealed between the first plate and the second plate; and the transducer shaping chamber is configured to deflect the transducer membrane into an arcuate shape through application of pressurized air.
3271 | Scented electronic candle device | Scented electronic candle devices are described that facilitate operation and usage of a variety of features such as light or scent or movement of the flame, or a combination thereof. The disclosed features also include multiple settings for the variety of features. For instance, the scent feature can be activated or deactivated by multiple switches, remote, sensors, timers, or similar devices. In addition, the intensity of the scent features can be increased or decreased by increasing or decreasing the amount of heat or air. Similarly the light feature can be activated, deactivated, or set on a timer. Additionally, the scented electronic candle devices can be equipped with rechargeable batteries that can be charged using a wireless charging station or by connecting the scented electronic candle device to an electrical wall outlet. | 1. A scented electronic candle device, comprising: a body with a top surface and a base, the top surface including an opening; a well structure placed in the opening of the top surface and movable in a vertical up or down direction within the opening, the well structure including an outer wall, an inner wall, and a floor and a top section that collectively form an enclosure for holding a scented material, wherein the top section of the well structure includes one or more openings, at least a section of the floor comprises a heat conducting material, and the well structure surrounds a central cavity; a flame assembly positioned within or below the cavity of the well structure and including a flame element that at least partially protrudes upwards from the cavity and from the top surface of the body; a thermal structure including one or more heater elements, the thermal structure thermally coupled to the well structure to provide thermal energy to the scented material and to enhance dissemination of the scented material from the enclosure to an outside environment through the one or more openings of the top section of the well structure; an electrical switch coupled to a power source to activate or deactivate at least the one or more heater elements; a support structure positioned below the well structure, the support structure mechanically coupled to both the well structure and to the electrical switch such that a vertical movement of the well structure causes activation or deactivation of the electrical switch.
3272 | Duty-cycle indicator for manual resuscitation/ventilation | A pacing apparatus for use with a manual ventilation device, includes electronic circuitry configured to provide a visual, tactile and/or audible indication of a specified compression/ventilation duty-cycle for delivering compressions/ventilations in order to ventilate, provide air, oxygen or other medical gas to a patient or training device. | 1. A manual ventilation device, comprising: a ventilation bag; a face mask; and a self-contained pacing apparatus integrated between the ventilation bag and the face mask, wherein the pacing apparatus comprises: an annular structure containing electronic circuitry configured with a plurality of user selectable pre-programmed compression/ventilation duty-cycles; user input buttons positioned on the annular structure, wherein one of the plurality of user selectable pre-programmed compression/ventilation duty-cycles is selectable by a user by activation of the user input buttons; a duty cycle selection indicator positioned on the annular structure and interfaced with the electronic circuitry, wherein the duty cycle selection indicator is configured to provide an indication of a selection of one of the plurality of user selectable pre-programmed compression/ventilation duty-cycles to the user, wherein the indication is at least one of: a visual indicator, a tactile indicator, and an audible indicator; and wherein the annular structure is at least partially made of a translucent material so that the visual indicator can be observed from a number of different viewing angles, and wherein the pacing apparatus is self-contained, and the electronic circuitry is housed entirely within the pacing apparatus.
3273 | Vehicle use and performance restrictions based on detected users | There are provided systems and methods for vehicle use and performance restrictions based on detected users. A user may check-in to a vehicle so that the vehicle identifies the user, such as through providing identification to the vehicle using biometrics, logins, or other information. Using the identification, the vehicle may determine parameters and restrictions on use of the vehicle by the user. Parameters may include information about the user, such as age, health, or other statistic stored with the identification for the user, and may be utilized to determine restrictions on use of the vehicle by the user, such as a speed of the vehicle and passengers allowed in the vehicle. Restrictions may also be set for the user, including speeds of travel, routes of travel, and usage of media players in the vehicle. The usage of the vehicle may be monitored and enforced using the restrictions. | 1. A system comprising: a non-transitory memory; and one or more hardware processors coupled to the non-transitory memory and configured to read instructions from the non-transitory memory to perform operations comprising: detecting a first user mobile device of a first user by a user detection module of a vehicle associated with the first user after the first user mobile device is located within wireless communication range of the user detection module; determining a first identification for the first user based at least in part on data associated with the first user mobile device; determining at least one first use restriction for the vehicle using the first identification; detecting a second user mobile device of a second user by the user detection module when the second user mobile device is located within wireless communication range of the user detection module; receiving a modification to the at least one first use restriction from the second user mobile device; and processing the modification to the at least one first use restriction to determine a first usage of the vehicle by the first user, wherein the modification is stored with the first identification.
3274 | Light source device and endoscope apparatus comprising the same | A light source device includes a first semiconductor light source, a second semiconductor light source, and a wavelength converter. The first semiconductor light source emits light in a first wavelength range. The second semiconductor light source emits light in a second wavelength range different from the first wavelength range. The wavelength converter absorbs the light in the first wavelength range to emit light in a third wavelength range different from either of the first wavelength range and the second wavelength range, and transmits the light in the second wavelength range substantially entirely. | 1. An endoscope device comprising: a first narrow-band light source configured to emit first light having a first wavelength range; a second narrow-band light source configured to emit second light having a second wavelength range different from the first wavelength range; and a first phosphor configured to have a predetermined absorption range to absorb at least a portion of the first light and emit a first fluorescence having a third wavelength range different from both the first wavelength range and the second wavelength range, wherein in defining the predetermined absorption range of the first phosphor as a wavelength range in which an absorption strength of an absorption spectrum of the first phosphor is half or more a peak value of the absorption strength: a peak wavelength of the first light is included in the predetermined absorption range of the first phosphor; a peak wavelength of the second light is not included in the predetermined absorption range of the first phosphor; the second wavelength range includes a range that is at a shorter wavelength side than the third wavelength range; the first phosphor is configured to emit first illumination light comprising: a portion of the first light that has been transmitted through the first phosphor; and the first fluorescence; and the first phosphor is configured to emit second illumination light comprising: at least a portion of the second light that has been transmitted through the first phosphor.
3275 | Optical transmission device, light guide plug, optical fiber plug, light reception device, and portable apparatus | A jack ( 10 ) of the invention includes a holding body ( 9 ) having an insertion hole ( 15 ) into which an optical plug is able to be inserted, a window material ( 6 ) through which infrared radiation passing through the insertion hole ( 15 ) is transmitted, and a light reception unit ( 2 ) which detects infrared radiation of 6 μm or more and 15 μm or less transmitted through the window material ( 6 ). The window material ( 6 ) is provided in the holding body ( 9 ) so as to prevent water from intruding into the light reception unit ( 2 ), and arranged at a bottom of the insertion hole ( 15 ). Thereby, it is possible to give a waterproof property to an element which receives infrared radiation without limitation to design or aesthetic appearance of an electronic apparatus. | 1. An optical transmission device, comprising a holding body having an insertion hole into which an optical fiber plug is able to be inserted, a window material through which infrared radiation passing through the insertion hole is transmitted, and a first optical element which detects infrared radiation of 6 μm or more and 15 μm or less transmitted through the window material, wherein the window material is provided in the holding body so as to prevent water from intruding into the first optical element, and arranged at a bottom of the insertion hole, and a field of view restriction member that blocks infrared radiation which is generated in accordance with temperature of an inner surface of the insertion hole and is possible to be incident on the first optical element is further included.
3276 | Substrate layer adapted to carry sensors, actuators or electrical components | A substrate layer structure ( 100 ) is adapted to carry electronic device, or components, or electro-mechanical, or electro-chemical sensors, or a combination thereof, and is adapted to be attached to a surface of a human or animal body or biological species. The surface of the flexible substrate layer structure is patterned with a pre-fixed geometry formed by one or more slits ( 101 - 701, 502 - 702 ). The geometry is selected such that a stretchability of the substrate layer structure becomes adapted to the geometry of the body surface under it. | 1. A substrate layer structure configured to carry sensors, actuators, electronic components, or a combination thereof, and configured to be attached to a surface of a human or animal body or biological species, the layer structure including: a first flexible substrate layer which includes a pattern defined by one or more slits of pre-fixed geometry in the first flexible layer, and the geometry selected such that the first flexible substrate layer stretches to a geometry of the body surface adjacent the first flexible substrate layer; and wherein the pattern of the pre-fixed geometry of the first flexible substrate layer is formed by a slit forming a cam-like structure.
3277 | Multilayered tissue phantoms, fabrication methods, and use | A method for producing a multilayer tissue phantom involves successively forming at least two layers, each layer formed by depositing a viscous flowable material over a supporting element or over a previously formed layer of the phantom supported by the supporting element, selectively redistributing the material while material is solidifying to control a thickness distribution of the layer, and allowing the material to solidify sufficiently to apply a next layer. The supporting element supports the material in 2 or 3 directions and effectively molds a lumen of the tissue. The neighboring layers are of different composition and of chosen thickness to provide desired optical properties and mechanical properties of the phantom. The phantom may have selected attenuation and backscattering properties to mimic tissues for optical coherence tomography imaging. | 1. A phantom comprising a chamber covered by a lumen, the lumen including at least 2 polymer-based layers having different compositions and exhibiting different scattering and attenuation values within optical and infrared regions of the electromagnetic spectrum, wherein one of the at least 2 polymer-based layers has a thickness less than 25 μm.
3278 | Activity recognition with activity reminders | An athletic performance monitoring system, for motivating a user to reach a goal level of athletic activity. The system may motivate the user by calculation a deficit between a current total level of activity and the goal level of athletic activity, and suggesting activity types that the user may carry out an order to reach the goal level, wherein the suggested activity types may be based on activities that are geographically close to the user, or sporting equipment worn by, or in possession of, the user. | 1. A unitary apparatus configured to be worn by a user, comprising: a processor; a sensor configured to capture motion and location data of the user; a network adapter; a user interface; and a non-transitory computer-readable medium comprising computer-executable instructions that when executed by the processor perform at least: capturing, from the sensor while being worn on the user, motion data generated by the sensor as a result of a motion of the user; calculating, from the motion data, an activity point metric indicative of an amount of physical activity carried out by the user over a first time period; calculating a goal status that compares the calculated activity point metric with a goal activity point total for a second time period that encompasses the first time period; detecting, from the sensor while being worn on the user, a current location of the user; receiving, through the network adapter, data indicating that one or more individuals known to the user are participating in a physical activity at a sporting facility that is within a proximity of the current location of the user; identifying the physical activity as a stored activity in which the user has previously participated; and communicating, using the user interface, a motivational message to the user suggesting that the user join the physical activity at the sporting facility, wherein the physical activity, if participated in by the user within a remainder of the second time period, would cause the user to meet the goal activity point total, based on the calculated goal status.
3279 | Health monitoring systems and methods | In one embodiment, a method of providing a health coaching message to a user of a portable electronic coaching system includes receiving first data corresponding to a nutritional consumption of the user from the portable electronic coaching system of the user, receiving second data corresponding to a nutritional expenditure of the user from the portable electronic coaching system of the user, calculating, via a processor of the portable electronic coaching system, a nutritional value based on the first and second data, and receiving an electronic coaching message based on a comparison of the nutritional value to a predetermined value. | 1. A portable electronic health coaching system for coaching a user through a health plan using a portable electronic device, comprising: a display screen; a user input; a satellite positioning system receiver; an accelerometer; a wireless communication transceiver; a memory; and one or more processors configured to: receive a first input corresponding to user nutritional consumption; receive a second input corresponding to user nutritional expenditure; calculate a nutritional value based on the first and second inputs; determine whether a coaching message is needed based on a comparison of the nutritional value to a predetermined value; and receive the coaching message.
3280 | Bone conduction tags | Concepts and technologies are disclosed herein for bone conduction tags. According to one aspect of the concepts and technologies disclosed herein, a device can receive, via a transducer, a vibration signal from a body of a user. The vibration signal can be generated in response to the user interacting with a bone conduction tag. For example, the vibration signal can be generated in response to the user moving one or more fingers across the bone conduction tag. The device can analyze the vibration signal to determine an action that is to be performed. The device can perform the action or can instruct a further device to perform the action. | 1. A computer storage medium that stores computer-readable instructions that, when executed by a processor of a device, cause the device to perform operations comprising: receiving, via a transducer, a vibration signal from a body of a user, wherein the vibration signal is generated in response to the user physically interacting with a bone conduction tag, wherein the bone conduction tag comprises a substrate, wherein the bone conduction tag comprises data encoded using at least a portion of a plurality of variations in the substrate, and wherein the vibration signal is representative of the data encoded using at least the portion of the plurality of variations of the substrate; and analyzing the vibration signal to determine an action to be performed.
3281 | Methods and systems for implementing bone conduction-based noise cancellation for air-conducted sound | A wearable computing device can receive, via at least one input transducer, a first audio signal associated with ambient sound from an environment of the device. The device can then process the first audio signal so as to determine a second audio signal that is out of phase with the first audio signal and effective to substantially cancel at least a portion of the first audio signal. The device may then generate a noise-cancelling audio signal based on the second audio signal, based on a third audio signal, and based on one or more wearer-specific parameters, where the third audio signal is representative of a sound to be provided by the device. The device may then cause a bone conduction transducer (BCT) to vibrate so as to provide to an ear a noise-cancelling sound effective to substantially cancel at least a portion of the ambient sound. | 1. A head-mountable device (HMD), comprising: at least one output transducer; a plurality of bone conduction transducers (BCTs) including a first BCT proximate to a first side of a head of a wearer of the HMD and a second BCT proximate to a second, opposite side of the head of the wearer; at least one processor; and data storage comprising instructions executable by the at least one processor to cause the system to perform functions comprising: transmitting, via the at least one output transducer, a first pure tone signal to a first ear of the wearer, wherein the transmitting provides an air-conducted pure tone to the first ear; transmitting a second pure tone signal to cause vibration of the plurality of BCTs, wherein the vibration provides a first portion of a bone-conducted pure tone to the first ear and a second portion of the bone-conducted pure tone to a second ear of the wearer; transmitting, via the at least one output transducer, a noise signal to the second ear, wherein the transmitting provides a noise to the second ear and substantially masks sound at the second ear; based on wearer-specific parameters, receiving an adjustment of the first pure tone signal such that the adjusted first pure tone signal, when transmitted, provides the air-conducted pure tone and substantially masks the bone-conducted pure tone; determining a transform based at least in part on the adjustment of the first pure tone signal, wherein the transform is representative of (i) an in-head crosstalk signal path from the second BCT to the first ear, (ii) an in-head crosstalk signal path from the first BCT to the second ear, (iii) a direct signal path from the first BCT to the first ear, and (iv) a direct signal path from the second BCT to the second ear; and using the transform and the plurality of BCTs to perform ambient noise cancellation at the HMD.
3282 | Enhancement resonator including non-spherical mirrors | An enhancement resonator ( 20 ) being configured for generating intra-resonator laser light ( 1 ) by coherent superposition of input laser light, comprises at least three resonator mirrors ( 21, 22, 23, 24 ) spanning a ring resonator path in one common resonator plane, said resonator path being free of a laser light amplifying medium, wherein the at least three resonator mirrors ( 21, 22, 23, 24 ) include at least two toroidal mirrors and/or at least one cylindrical mirror. Furthermore, a laser device ( 100 ) comprising the enhancement resonator ( 20 ) and a method of generating intra-resonator laser light ( 1 ) are described. | 1. An enhancement resonator being configured for generating intra-resonator laser light by coherent superposition of input laser light, comprising: at least three resonator mirrors spanning a ring resonator path in one common resonator plane, said ring resonator path being free of a laser light amplifying medium, wherein the at least three resonator mirrors include at least one of at least two toroidal mirrors and at least one cylindrical mirror, and the at least three resonator mirrors are configured such that cross-sectional areas of the intra-resonator laser light perpendicular to an incident propagation direction thereof at reflecting surfaces of the resonator mirrors differ from each other no more than 10%.
3283 | Control circuitry and method for controlling a bi-directional switch system, a bi-directional switch, a switching matrix and a medical stimulator | A control circuitry ( 134 ) and a method for controlling a bi-directional switch ( 132 ) is provided. The bi-directional switch ( 132 ) having a control terminal ( 130 ) for receiving a control voltage ( 124 ) to control an on state and an off state of the bi-directional switch ( 132 ) and at least one semiconductor switch in a bi-directional main current path. The control circuitry ( 134 ) comprises an energy storage element ( 102 ), a coupling means ( 101 ) to couple the energy storage element ( 102 ) to a supply voltage to charge the energy storage element ( 102 ), and a control circuit ( 108 ) configured to receive power from the energy storage element ( 102 ) and pendent of the supply voltage when the emergency storage element ( 102 ) is not coupled to the supply voltage. The coupling means ( 101 ) is configured for only coupling the energy storage element ( 102 ) to the supply voltage when the bi-directional switch ( 132 ) is in the off state. | 1. A method comprising: coupling, while a switch is in an off state, an energy storage element to a supply voltage to charge the energy storage element; transitioning the switch from the off state to an on state by at least: decoupling the energy storage element from the supply voltage such that a voltage level of the energy storage element floats with respect to the supply voltage; and outputting, while the energy storage element is decoupled from the supply voltage and using power from the energy storage element, a control signal to the switch, the control signal having a voltage level that is effective to enable switching of the switch and is independent of the supply voltage.
3284 | Radiation-hardened dual gate semiconductor transistor devices containing various improved structures including MOSFET gate and JFET gate structures and related methods | Systems and methods for controlling current or mitigating electromagnetic or radiation interference effects using structures configured to cooperatively control a common semi-conductive channel region (SCR). One embodiment includes providing a metal oxide semiconductor field effect transistor (MOSFET) section formed with an exemplary SCR and two junction field effect transistor (JFET) gates on opposing sides of the MOSFET's SCR such that operation of the JFET modulates or controls current through the MOSFET's. With two JFET gate terminals to modulate various embodiments' signal(s), an improved mixer, demodulator, and gain control element in, e.g., analog circuits can be realized. Additionally, a direct current (DC)-biased terminal of one embodiment decreases cross-talk with other devices. A lens structure can also be incorporated into MOSFET structures to further adjust operation of the MOSFET. An embodiment can also include a current leakage mitigation structure configured to reduce or eliminate current leakage between MOSFET and JFET structures. | 1. An electrical system comprising: a first substrate section; a metal oxide semi-conductor field effect transistor (MOSFET) section disposed in said first substrate section, said MOSFET section comprising a MOSFET section, a source region formed into said MOSFET section, a drain region formed inside said MOSFET section wherein the source region and drain region are formed on opposing sides of a semi-conductive channel region (SCR) formed in said first substrate section, a gate insulator region formed on one side of said MOSFET section adjacent to said SCR, and a control gate formed adjacent to a plane defined by said first SCR and in contact with said gate insulator region on an opposing side from a side of said gate insulator region facing said SCR; and a first and second junction field effect transistor (JFET) section respectively disposed into said first substrate section on opposing sides of said SCR.
3285 | Medical device case | This disclosure relates generally to embodiments disclosing a case designed to contain both a smartphone and a medical device, such as an epinephrine auto-injector. The case contains allows both the smartphone and the medical device to remain within the case while the case is being transported. The case may also include a containment device for securing the medical device and a release mechanism for releasing the medical device from the case. | 1. A case comprising: a first pocket configured to snuggly contain a smartphone, wherein the first pocket wraps around the smartphone; a second pocket configured to snuggly contain a medical device, wherein the second pocket wraps around the medical device, wherein the medical device is selected from the group consisting of an epinephrine auto-injector, an inhaler, and at least one pill, and wherein the second pocket comprises a stretchable material; a release mechanism for removing the medical device from the case, wherein the release mechanism comprises a hole in the second pocket; and a protective material between the first pocket and the second pocket, which is configured to protect the medical device when the smartphone becomes hot.
3286 | Mobile communication device connectable to a vital sign monitoring system | In one aspect, it is aimed to provide a mobile communication device that is connected to a communication module of a vital sign monitoring system in an intensive care unit, comprising: a communication function responsive to vital sign indications of specified nature and origin of respective patients of the intensive care unit, produced by the vital sign monitoring system; wherein the application module is arranged to select a communication urgency level for the another designated professional based on a vital sign indication; a user interface item for initiating communication with another communication device connectable to the vital sign monitoring system, wherein the user interface item is arranged to select another communication device of a further designated professional based on a received availability level of the designated person; and a user interface item for accepting communication with another communication device seeking contact, said user interface item for accepting communication comprising an indicator of the selected urgency level based on the vital sign indication. | 1. A method of connecting a mobile communication device to a communication module of a vital sign monitoring system arranged for connecting with a plurality of vital sign monitors for registering vital sign indications of specified nature and origin of respective patients and for connecting a plurality of mobile communication devices of designated professionals in an intensive care unit, comprising: in an initiation mode: selecting, by a communication function of the mobile communication device responsive to vital sign indications of specified nature and origin of a respective patient in the intensive care unit, a communication urgency level for another designated professional based on a vital sign indication from the vital sign monitoring system; receiving, at the mobile communication device, from the vital sign monitoring system, an identification of at least one other professional connectable to the vital sign monitoring system, based on an availability level of the at least one other professional; and initiating, by a user interface item in the mobile communication device, communication with an other communication device of a designated professional, wherein the user interface item is arranged to enable selection of the designated professional from among the at least one other professional; and in a reception mode: accepting, at the mobile communication device, communication from the vital sign monitoring system including an indicator of an urgency level set by an other mobile communication device based on the vital sign indication.
3287 | Triggering geolocation fix acquisitions on transitions between physical states | A method and device for triggering acquisition of geolocation fix information. The method include determining activity state information based on information from one or more sensors. It is determined if an activity state has transitioned to a particular activity state based on the activity state information. Geolocation fix information is acquired if the activity state transitioned to the particular activity state. | 1. A method for triggering acquisition of geolocation fix information comprising: obtaining sensor information from at least one sensor; determining, using the sensor information, activity state information based on: determining normalization information on the sensor information; extracting a sliding window based on the normalization information; and computing features from time-domain information and frequency-domain information based on a magnitude of a frequency response obtained based on the sliding window; determining whether an activity state has transitioned between particular activity states based on the activity state information; and triggering geolocation fix information based on a determination that activity state transitions between the particular activity states.
3288 | Transmitting antenna level sensor of magnetic resonance imaging system and magnetic resonance imaging system | A transmitting antenna level sensor of a magnetic resonance imaging system and a magnetic resonance imaging system is provided. A first detection channel is used for detecting a first power of a first radio frequency signal source, and a second detection channel is used for detecting a second power of the first radio frequency signal source. A control unit is used for comparing the first power with the second power to obtain a first comparison result, and a first notification message is sent according to the first comparison result. | 1. A transmitting antenna level sensor of a magnetic resonance imaging system, the transmitting antenna level sensor comprising: a first detection channel for detecting a first power of a first radio frequency signal source at one position; a second detection channel for detecting a second power of the first radio frequency signal source at the same one position; a third detection channel for detecting a third power of a second radio frequency signal source; a fourth detection channel for detecting a fourth power of the second radio frequency signal source; and a control unit configured to: compare the first power with the second power to obtain a first comparison result; send a first notification message according to the first comparison result; compare the third power with the fourth power to obtain a second comparison result; and send a second notification message according to the second comparison result, wherein detection structures of the first detection channel and the second detection channel are different.
3289 | Using near-field communication both for out-of-band pairing and physiological data transfer | A method for obtaining physiological data from a medical sensor device includes detecting a proximity of the medical sensor device by an electronic computing device. After the proximity is detected, a message is received from the medical sensor device. A determination is made as to whether the received message includes configuration information for a wireless communication link. When the received message includes the configuration information for the wireless communication link, the wireless communication link is used to receive physiological data from the medical sensor device and the received physiological data is processed at the electronic computing device. When the received message does not include configuration information for the wireless communication link, a determination is made as to whether the received message includes physiological data. When the received message includes the physiological data, the physiological data is processed at the electronic computing device. | 1. A method for obtaining physiological data from a medical sensor device, the method comprising: detecting a proximity of the medical sensor device by an electronic computing device, wherein the electronic computing device is a mobile computing patient monitoring device, the proximity of the medical sensor device being detected when a determination is made that a distance between the medical sensor device and the electronic computing device is less than a predetermined threshold; after the proximity is detected, receiving a message from the medical sensor device, wherein the message includes at least one of configuration information for establishing a wireless communication link and physiological data; after the message is received, determining whether the received message includes the configuration information for establishing the wireless communication link, wherein the configuration information includes data used to initiate a wireless connection between the electronic computing device and the medical sensor device; in response to determining that the received message includes the configuration information for establishing the wireless communication link: establishing the wireless communication link between the electronic computing device and the medical sensor device; using the wireless communication link to receive physiological data from the medical sensor device; sending the physiological data received from the medical sensor device to a processing unit of the electronic computing device; and processing the physiological data received from the medical sensor device by the electronic computing device; and when the received message does not include the configuration information for establishing the wireless communication link: determining whether the received message includes the physiological data; and in response to determining that the received message includes the physiological data; extracting the physiological data from the received message; sending the extracted physiological data to the processing unit of the electronic computing device; processing the extracted physiological data at the electronic computing device; and displaying the extracted and processed physiological data on the electronic computing device.
3290 | Timestamp-free synchronization for wireless body area networks | Systems and methods for collecting biosignals can include a master node and a plurality of biosensor slave nodes wirelessly connected to the master node. The biosensor can be implanted in the body, or external to the body. One of the biosensors can function as the master node, or a networked cell phone or local area network (LAN) router can function as the master node. The biosensor slave nodes can collect biosignals such as blood pressure, blood sugar (glucose), EEG brain activity and similar biomarkers as biodata. The slave nodes can transmit the biodata to the master node, along with implicit timing information. In response, the master nodes can communicate implicit timing adjustment information back to the slave node(s), but only when said slave node's implicit timing information is outside of a predefined synchronization accuracy α, which can be determined according to the timing frequency requirements of the biodata being monitored. | 1. A system for monitoring of data, said system comprising: a master node; a plurality of sensors connected to said master node in a network configuration and designated as slave nodes collecting said data for further transmission to said master node; said slave nodes each communicating implicit timing information as part of said data transmission to said master node; and, said master node communicating implicit timing adjustment information to a respective said slave node, in response to said slave node'ss implicit timing information, only when said slave node'ss implicit timing information is outside of a predefined synchronization accuracy α.
3291 | Sensor for monitoring a condition of a patient | A sensor may include a substrate having a sensing portion defining a sensor thereon and a circuit mounting portion defining at least one electrically conductive pad that is electrically connected to the sensor. The sensor may be configured to produce a signal indicative of a condition of the patient. An anisotropic medium may be disposed on the circuit mounting portion and may be electrically conductive in a direction through the medium and electrically insulating in directions along the medium. An electrical circuit may be mechanically mounted to the circuit mounting portion of the first substrate via the anisotropic medium with at least one electrically conductive terminal juxtaposed over the at least one electrically conductive pad. The anisotropic medium may establish local electrical contact between the at least one electrically conductive terminal and the at least one electrically conductive pad. | 1. A sensor comprising: a first electrically non-conductive substrate having a sensing portion configured to be percutaneously inserted into a patient and an extracorporeal circuit mounting portion, the sensing portion including a sensor having at least one sensor electrode formed thereon in the form of at least a first electrically conductive trace, and the extracorporeal circuit mounting portion having at least one electrically conductive pad formed on one surface thereof, the at least one electrically conductive pad electrically connected to the at least one sensor electrode via at least a second electrically conductive trace formed on the sensing and circuit mounting portions of the first substrate, the sensor configured to produce a signal indicative of a condition of the patient, a second substrate having a first surface mounted to the one surface of the first substrate, the first surface of the second substrate defining thereon a first number of electrically conductive pads, the second substrate having a second surface, opposite the first surface, defining thereon a second number of electrically conductive pads, at least one of the first number of electrically conductive pads being aligned with the at least one electrically conductive pad defined on the one surface of the first substrate, the at least one of the first number of electrically conductive pads being electrically connected to at least one of the second number of electrically conductive pads, means for establishing electrical contact between the at least one electrically conductive pad defined on the one surface of the first substrate and the at least one of the first number of electrically conductive pads defined on the first surface of the second substrate, a third substrate having a first surface mounted to the second surface of the second substrate and defining thereon at least one electrical terminal, the at least one electrical terminal being aligned with the at least one of the second number of electrically conductive pads defined on the second surface of the second substrate, a first number of electrical components mounted to a second surface of the third substrate, opposite the first surface thereof, and electrically interconnected to form a sensor control circuit, the sensor control circuit being electrically connected to the at least one electrical terminal defined on the first surface of the third substrate, and means for establishing electrical contact between the at least one of the second number of electrically conductive pads defined on the second surface of the second substrate and the at least one electrical terminal defined on the first surface of the third substrate, the sensor being thereby electrically connected to the sensor control circuit.
3292 | Dynamically matched microwave antenna for tissue ablation | A microwave ablation probe for providing microwave energy to tissue is disclosed. The probe includes a feedline having an inner conductor, a secondary inner conductor, and insulating spacer, and an outer conductor. The inner conductor is slidably disposed within the secondary inner conductor. The feedline also includes a radiating portion having an extruded portion of the inner conductor centrally disposed therein, wherein longitudinal movement of the inner conductor relative to the feedline tunes the radiating portion. | 1. A microwave ablation probe, the microwave ablation probe comprising: a feedline including an inner conductor assembly and an outer conductor, and an insulating spacer disposed between the inner conductor assembly and the outer conductor, the inner conductor assembly including a slidable conductor disposed within a tubular conductor, the slidable conductor being longitudinally movable relative to the tubular conductor while maintaining electro-mechanical contact with the tubular conductor during use; and a radiating portion coupled to the feedline and including at least a portion of the slidable conductor disposed therein.
3293 | High-strength microwave antenna assemblies | Various high-strength microwave antenna assemblies are described herein. The microwave antenna has a radiating portion connected by a feedline to a power generating source, e.g., a generator. The antenna is a dipole antenna with the distal end of the radiating portion being tapered and terminating at a tip to allow for direct insertion into tissue. Antenna rigidity comes from placing distal and proximal radiating portions in a pre-stressed state, assembling them via threaded or overlapping joints, or fixedly attaching an inner conductor to the distal portion. The inner conductor is affixed to the distal portion by, e.g., welding, brazing, soldering, or by adhesives. A junction member made from a hard dielectric material, e.g., ceramic, can be placed between the two portions and can have uniform or non-uniform shapes to accommodate varying antenna designs. Electrical chokes may also be used to contain returning currents to the distal end of the antenna. | 1. A microwave antenna assembly comprising: a feedline having an outer conductor; an electrical choke including: a conductive layer in electrical contact with the outer conductor of the feedline; and a first inner dielectric layer, at least a portion of the conductive layer separated from the outer conductor of the feedline by the first inner dielectric layer; and a radiating portion disposed distally of the electrical choke.
3294 | Representing visual images by alternative senses | A method of representing visual images by alternative senses is provided herein. The method includes the following stages: obtaining an image of an environment having a background and physical objects distinguishable from the background; slicing the image into a plurality of slices; identifying, for each slice at a time, and slice by slice in a specified order, if at least a portion of the physical objects being contained within the slice; applying, in the specified order, a conversion function to each identified portion of the physical objects for generating a sound or tactile object-dependent signal; associating a sound or tactile location-dependent signal unique for each slice; superpositioning, in the specified order, each object-dependent signal with a respective location-dependent signal for creating a combined object-location signal; and outputting the combined object-location signal to a user via an interface in a form usable for a blind or visually impaired person. | 1. A method comprising: capturing by an imaging device, an image from a scene having a background and at least one object distinguishable from the background; slicing said image into a plurality of slices, each being a surface within the time-space; repeatedly scanning the scene along a predefined scanning pattern by visiting adjacent slices, one by one, in a specified order; applying an image-to-sound conversion to each object visited along the scanning, so as to provide a sequence of auditory representations of objects in the scene, each auditory representation being indicative of characteristics of its representative object; adjusting the auditory representation of each one of the objects, based on its respective position within the time-space, so that same or similar objects positioned at different locations within the time space are auditory distinguishable from each other; applying an image-to-touch conversion to each object visited along the scanning, so as to provide a sequence of tactile representations of objects in the scene, each tactile representation being indicative of characteristics of its representative object; and combining the auditory and tactile representations so that auditory and tactile representations of the same object are presented to a human user simultaneously.
3295 | Sensor mounting in an implantable blood pump | Techniques for mounting a sensor are disclosed. In some implementations, a molded interconnect device carries a sensor for transducing a position of a rotor of the implantable blood pump. The molded interconnect device includes one or more integrated electronic circuit traces configured to electrically connect the Hall sensor with a printed circuit board of the implantable blood pump, and the molded interconnect device is configured to be mounted to the printed circuit board. | 1. An apparatus comprising: a circuit board having an outer region, extensions, and end regions, the extensions each having a first end coupled to the outer region, the extensions each extending inward from the outer region to a second end that is coupled to one of the end regions, wherein the extensions are more flexible than the end regions; electrical interconnects disposed at the end regions; a plurality of sensors, each of the plurality of sensors being mounted to a respective electrical interconnect disposed at one of the end regions and comprising an electrically neutral guide member attached thereto; and a carrier configured to attach to the circuit board, the carrier comprising a plurality of guide rails, each of the guide rails configured to engage with a respective guide member so as to align each of the plurality of sensors when the carrier is attached to the circuit board.
3296 | Coordination of control commands in a medical device system based on synchronization status between devices | A medical device system includes at least one controllable patient-worn or patient-carried medical device, and a plurality of controller devices that are capable of independently controlling features or functions of the patient medical device. Control commands and other data is wirelessly communicated among the patient medical device and the multiple controller devices. A number of techniques, protocols, and other measures are provided to coordinate wireless communication between the various devices in a medical device system. These control command coordination processes address situations where conflicting, redundant, or concurrent control commands might be independently issued by the multiple controller devices. | 1. A method of coordinating control commands in a medical device system comprising a medical device that delivers therapy to a patient, and a wireless controller device for the medical device, the method comprising: obtaining a user input at the wireless controller device, the user input corresponding to a request to initiate a command that influences therapy delivered by the medical device; in response to the user input, checking a synchronization status between the wireless controller device and the medical device; transmitting, to the medical device, a control message for the command only when the checking step confirms that status data of the wireless controller device is synchronized with current status data maintained by the medical device; and preventing execution of the command when the checking step determines that the status data of the wireless controller device is not synchronized with the current status data maintained by the medical device.
3297 | Modular antenna for implantable medical device | Subject matter such as a method or apparatus can include an implantable antenna assembly, comprising a dielectric shell including first and second substantially parallel outer face portions, and a third outer face portion extending between the first and second portions, a spiral conductor extending along the first, second, and third portions on a surface of the dielectric shell. The dielectric shell and spiral conductor can be configured to be mechanically attached to a dielectric compartment, such as configured to be coupled to a housing of an implantable medical device. In an example, the implantable antenna assembly is configured to be electrically coupled to an implantable telemetry circuit configured to wirelessly transfer information electromagnetically using the implantable telemetry antenna, such as included as a portion of an implantable medical device. | 1. An apparatus, comprising: an implantable antenna assembly, comprising: a dielectric core comprising: first and second substantially parallel face portions, and a third face portion extending between the first and second face portions; and a cavity sized and shaped to accept an implantable lead connector; a spiral conductor extending along and conforming to the contours of the first, second, and third face portions on an exterior surface of the dielectric core, wherein the spiral conductor comprises a planar spiral pattern including concentric turns, wherein the planar spiral pattern is folded to form two or more planar portions including a planar portion located near, and substantially parallel to, the third face portion of the dielectric core, and wherein the spiral conductor extending along and conforming to the third face portion is configured to be positioned substantially opposite a connector assembly of an implantable medical device; and wherein the dielectric core and spiral conductor are configured to be at least partially contained within a dielectric compartment; and wherein the implantable antenna assembly is configured to be electrically coupled to an implantable telemetry circuit configured to wirelessly transfer information electromagnetically using the implantable telemetry antenna.
3298 | Wearable computing device | The present disclosure describes a wearable computing device (WCD) in the form of a ring that can be worn on the finger of a human user. | 1. A wearable computing device, comprising: an interior wall defining a first enclosing structure; an exterior wall defining a second enclosing structure; a flexible printed circuit board disposed between the interior wall and the exterior wall; at least one component disposed on the flexible printed circuit board; and wherein at least one of the interior wall and the exterior wall defines a window that facilitates at least one of data acquisition, data transmission, and battery recharge.
3299 | Device hold determination using bone conduction | Concepts and technologies are disclosed herein for device hold determination using bone conduction. According to one aspect, a device side transducer of a user device can receive a bone conduction signal from a user side transducer. The bone conduction signal can propagate through one or more bones of a user, such as one or more finger bones. An application can be executed by a processor of the user device to analyze the bone conduction signal to determine how the device is being held. In some embodiments, data regarding how the user device is being held by the user can be exposed to an application that is executable by the processor of the user device, an application external to the user device, an operating system that is executable by the user device, and/or a website. | 1. A computer storage medium that stores computer-readable instructions that, when executed by a processor of a user device, cause the processor to perform operations comprising: receiving a reference signal; receiving, via a device side transducer of the user device, a bone conduction signal from a user side transducer, wherein the bone conduction signal has propagated through a bone of a user associated with the user device; and analyzing, the bone conduction signal to determine how the user device is being held by the user, wherein analyzing comprises comparing the bone conduction signal to the reference signal to associate the bone conduction signal with at least a portion of a hand of the user to determine how the user device is being held in the hand of the user.
3300 | Motion recognition clothing [TM] with flexible electromagnetic, light, or sonic energy pathways | This invention is an article of clothing or clothing accessory for measuring body motion, posture, and/or configuration comprising sets of multiple flexible electromagnetic, light, and/or sound energy pathways, wherein each set longitudinally spans the same body joint in a selected configuration to increase measurement accuracy. Multiple flexible energy pathways longitudinally spanning the same body joint can transmit the same type or different types of energy (e.g. electromagnetic, light, or sound) and can transmit energy flows with the same flow parameters or different flow parameters. | 1. An article of clothing or clothing accessory for capturing body motion comprising: an article of clothing or clothing accessory worn by a person which is configured to span at least one body joint, wherein this article of clothing or clothing accessory further comprises: a mid-joint perimeter portion which is configured around the cross-section of the person'ss body which includes the center of the joint; a first proximal perimeter portion which is configured around a cross-section of the person'ss body which is proximal relative to the mid joint perimeter portion, wherein proximal is defined as being closer to the person'ss heart along the circulatory system; a second proximal perimeter portion which is configured around a cross-section of the person'ss body which is proximal relative to the mid-joint perimeter; a first distal perimeter portion which is configured around a cross-section of the person'ss body which is distal relative to the mid joint perimeter portion, wherein distal is defined as being further from the person'ss heart along the circulatory system; a second distal perimeter portion around a cross-section of the person'ss body which is distal relative to the mid-joint perimeter; a first flexible energy pathway, wherein this energy pathway spans from the first proximal perimeter portion to the first distal perimeter portion, wherein movement of the joint changes the configuration of this pathway, wherein changes in the configuration of this pathway change a flow of energy through this pathway, and wherein changes in the flow of energy through this pathway can be used alone to estimate movement of the joint with a first level of accuracy; a second flexible energy pathway, wherein this energy pathway spans from the second proximal perimeter portion to the second distal perimeter portion, wherein movement of the joint changes the configuration of this pathway, wherein changes in the configuration of this pathway change a flow of energy through this pathway, wherein changes in the flow of energy through this pathway can be used alone to estimate movement of the joint with a second level of accuracy, wherein changes in the flows of energy through the first and second flexible energy pathways can be jointly used to estimate movement of the joint with a third level of accuracy, wherein the third level is greater than either the first level or the second level, and wherein the type of energy that flows through the first flexible energy pathway is different than the type of energy that flows through the second energy pathway; at least one energy emitter which emits energy into one or both of the flexible energy pathways; and at least one energy sensor which senses energy from and/or through one or both of the flexible energy pathways, wherein the flow of energy through the one or both of the flexible energy pathways is measured by the at least one energy sensor.
3301 | Wireless initialization of electronic devices for first time use | Apparatuses, devices, and methods of initializing an electronic device such as a wrist-worn device are provided. An optical input device may read the display of the wrist-worn device to obtain input corresponding to a pairing token presented at the display. An optical input processor may process the input to identify the pairing token. The pairing token may be provided to the wrist-worn device during a handshake process in order to establish a wireless communications session with the wrist-worn device. An initialization process may be performed via the wireless communication session. The initialization process may initialize the wrist-worn device such that a user may operate the wrist-worn device following the initialization process. | 1. A computer-implemented method of initializing an electronic wrist-worn device comprising: reading an electronic display of the electronic wrist-worn device using an optical input device of a computing device to obtain input corresponding to a pairing token presented at the electronic display; processing, by the computing device, the input using an optical input processor to identify the pairing token; providing, by the computing device, the pairing token to the wrist-worn device during a handshake process that establishes a wireless communication session between the computing device and the electronic wrist-worn device; and performing, by the computing device, an initialization process via the wireless communication session that initializes the electronic wrist-worn device such that the electronic wrist-worn device is available for operation by a user following the initialization process.
3302 | Connected patient monitoring system and method to provide patient-centric intelligent monitoring services | A medical system ( 10 ) including a remote patient monitoring system ( 40 ) and an medical body area network (MBAN) system. The remote patient monitoring system ( 40 ) is configured to generate and/or update a patient-specific configuration ( 60 ) for the MBAN system ( 12 ). The MBAN system ( 12 ) is controlled by the patient-specific configuration ( 60 ) and includes one or more sensor devices ( 16, 18 ) and a hub device ( 20 ). The sensor devices ( 16, 18 ) are configured to measure physiological parameters of a patient ( 14 ). The hub device ( 20 ) is configured to at least one of: report the physiological data from the sensor devices ( 16, 18 ) to the remote patient monitoring system ( 40 ); and locally monitor the physiological data of the sensor devices ( 16, 18 ) to generate alarms. | 1. A medical system comprising: a remote patient monitoring system configured to generate and/or update a patient-specific configuration for a medical body area network (MBAN) system in response to a change in the patient condition; and, the MBAN system controlled by the patient-specific configuration and including one or more sensor devices and a hub device, the sensor devices configured to measure physiological parameters of a patient, and the hub device includes a default configuration received from the remote patient monitoring system and is configured to: monitor for a loss of network connectivity between the hub device and the remote patient monitoring system wherein the current configuration of the MBAN system is replaced with the default configuration in response to the loss of network connectivity; and at least one of: report the physiological data from the sensor devices to the remote patient monitoring system; and, locally monitor the physiological data of the sensor devices to generate alarms.
3303 | Base charging station for monitoring device | A wearable device system includes one or more sensors coupled to a wearable device structure that includes first and second outer surfaces, an interior, a first end and a second end. The wearable device structure has a unique user ID. The sensors acquiring user information selected from of at least one of, a user's activities, behaviors, habit information, health parameters, medical monitoring and user monitoring. The wearable device has a power source coupled to a charging device of the wearable device. A base station is configured to be coupled to the wearable device and has a corresponding charging device for charging or recharging the power source of the wearable device. | 1. A monitoring system, comprising: a monitoring device that includes an accelerometer, a microphone, an RF transmitter and sensors to determine air quality, sound level/quality, light quality and ambient temperature near an individual being monitored, the RF transmitter serving as a communication system; the accelerometer configured to detect movement information of the individual, the accelerometer and at least a portion of the sensors configured to assist in determining sleep information and sleep behavior information of the individual, the microphone configured to record movement sounds of the individual, the monitoring device further configured to disable the microphone and/or at least one of the sensors based on the movement information; a telemetry system that receives the movement information, the sleep information and sleep behavior information, and the movement sounds and creates evaluated knowledge of the individual, the evaluated knowledge distinguishing sleep and sleep related information from non-sleep and non-sleep related information of the individual; a database coupled to the telemetry system that includes the evaluated knowledge of the individual; a base station with a corresponding charging device for charging or recharging the monitoring device; and an activity manager in communication the database, wherein the evaluated knowledge that distinguishes the sleep and sleep related information from the non-sleep and non-sleep related information of the individual is used to initialize the at least a portion of the sensors configured to assist in determining the sleep information and sleep behavior information of the individual when it is determined that the individual is transitioning to or has started to sleep.
3304 | Method and system for EEG-based task management | A method and system are disclosed for determining a task for a subject, which includes sensing electrical activity along a scalp of a subject; characterizing a mental state of the subject based on the electrical activity of the subject; comparing the mental state of the subject with a pre-defined task list to select a task for the subject based on the mental state of the subject; and assigning the task to the subject based on the comparison of the mental state of the subject and the pre-defined task list. | 1. A method for determining an occupational task for a subject, comprising: sensing electrical activity along a scalp of a subject with an electrical sensing device; processing the electrical activity to generate a vector of the current mental state of the subject, the vector including a creativity level, a focus level, and a relaxation level; comparing the vector of the current mental state of the subject with vectors in a pre-defined task list to select a task for the subject based on the current mental state of the subject, the pre-defined task list including a plurality of tasks, each of the plurality of tasks in the pre-defined task list having a vector of ideal mental state for the task to be assigned; and assigning the task to the subject from the plurality of tasks based on the comparison of the vector of the current mental state of the subject and the vectors of the pre-defined task list, wherein the task is an activity that is performed by the subject, and the assigning of the task is based on a minimum Euclidean distance between the vector of the current mental state of the subject and the vector of ideal mental state for the task assigned to the subject.
3305 | High-density electrical connector for plural multi-contact linear-array connections | An electrical connector for connecting plural multi-contact linear arrays with an electrical system, including: a base portion having a base member and an alignment member on the base member configured to hold the multi-contact linear arrays in place; an interconnect portion configured to mate with the base portion and having (1) a plurality of pins mounted thereto, each pin positioned for contact with a respective contact of the multi-contact linear arrays, and (2) an interconnect array having a plurality of conductive pathways to the electrical system; and one or more closure elements for holding the base and interconnect portions together, wherein each of the contacts of the multi-contact linear arrays is electrically connected to a corresponding point in circuits within the electrical system. | 1. An electrical connector for connecting plural multi-contact linear arrays to an electrical system, the connector comprising: a base portion including: a base member; and an alignment member on the base member configured to hold the multi-contact linear arrays in place; an interconnect portion configured to mate with the base portion and including: a plurality of pins mounted thereto, each pin positioned for contact with a respective contact of the multi-contact linear arrays; a printed-circuit-board interconnect array having a plurality of conductive pathways to the electrical system, the circuit board having the plurality of pins mounted thereon; and one or more interface connectors mounted to the circuit board and configured to mate with one or more corresponding system connectors of the electrical system; and one or more closure elements for holding the base portion and the interconnect portion together, wherein each of the contacts of the multi-contact linear arrays is electrically connected to a corresponding point in circuits within the electrical system.
3306 | Photoluminescent disinfecting and charging bin | A charging and disinfecting tray for a vehicle is disclosed. The charging and disinfecting tray comprises a wireless charger for charging an electronic device and a lighting apparatus. The lighting apparatus comprises a disinfecting apparatus, which incorporates at least one photoluminescent indicator. A controller is in communication with the wireless charger and the lighting apparatus and is operable to control the photoluminescent indicator by initiating a sterilization operation with the disinfecting apparatus. | 1. A charging and disinfecting tray for a vehicle comprising: a wireless charger for charging an electronic device on the tray; a lighting apparatus comprising a disinfecting apparatus comprising at least one photoluminescent indicator; and a controller configured to control the wireless charger and the lighting apparatus and operable to activate the at least one photoluminescent indicator by initiating a sterilization operation with the disinfecting apparatus.
3307 | Stretchable electronic patch having a foldable circuit layer | An electronic patch includes a foldable circuit layer that includes a foldable network that includes comprising: a plurality of electronic modules comprising a plurality of electronic components, and flexible straps that connect the plurality of electronic modules, wherein the flexible straps comprise conductive circuit that are conductively connected with the plurality of electronic components in the plurality of electronic modules. Neighboring electronic modules can undulate in opposite directions normal to the foldable circuit layer. The electronic patch also includes an elastic layer that encloses the foldable circuit layer. | 1. An electronic patch, comprising: a substrate comprising: a first flat portion; a second flat portion; and an undulated ribbon that connects the first flat portion and the second flat portion, wherein the undulated ribbon is undulated in a direction perpendicular to the first flat substrate or the second flat substrate, wherein the undulated ribbon is above and below the first flat substrate and the second flat substrate; a first conductive circuit on the first flat portion of the substrate; a second conductive circuit on the second flat portion of the substrate; a third conductive circuit on the undulated ribbon, wherein the third conductive circuit is connected with the first conductive circuit and the second conductive circuit; and an elastic layer that encloses the substrate, the first conductive circuit, the second conductive circuit, and the third conductive circuit.
3308 | Video recording system and methods | A non-transitory computer-readable medium having stored thereon computer-executable instructions which, when executed by a computer, cause the computer to receive a first notification that a first cast has been made. The computer-executable instructions may further include instructions, which cause the computer to receive data regarding a video input. The computer-executable instructions may further include instructions, which cause the computer to receive a second notification that a second cast has been made. The computer-executable instructions may further include instructions, which cause the computer to delete a portion of the data regarding the video input that is associated with the first cast in response to receiving the second notification. | 1. A non-transitory computer-readable medium having stored thereon a plurality of computer-executable instructions which, when executed by a computer, cause the computer to: receive, from a wearable device, a first cast notification that a first cast has been made, wherein the wearable device includes one or more motion sensors that are not connected to a fishing line, wherein the wearable device determines that the first cast has been made based on first motion data from the one or more sensors, and wherein the first motion data corresponds to a user of the wearable device initiating the first cast; receive video data corresponding to fishing activity; delete, in an instance in which a second cast notification that a second cast has been made is received from the wearable device, at least a portion of the video data associated with the first cast, wherein the wearable device determines that the second cast has been made based on second motion data from the one or more sensors, and wherein the second motion data corresponds to the user of the wearable device initiating the second cast; and store, in an instance in which a notification that a catch or bite has occurred is received from the wearable device, at least the portion of the video data associated with the first cast in memory, wherein the wearable device determines that the catch or bite has occurred based on third motion data from the one or more sensors, and wherein the third motion data corresponds to an instance in which the user of the wearable device has a catch or a bite.
3309 | Laser light device | The embodiments and methods described are directed to a solid-state laser module having a first end, a second end, and a surface between the first end and the second end. A mounting component is placed in communication with at least a portion of the surface of the laser module for selectively securing the laser module to a chamber wall of a chamber. | 1. A laser device for illuminating smoke or vapor within an inhalation chamber of a pipe, water pipe or vaporizer, the chamber being defined by an at least partially transparent tube, with at least some transparent portions of the at least partially transparent tube being substantially free of any opaque reflective coating, the laser device comprising: a solid-state laser module having a first end, a second end, and a surface between said first end and said second end; and a mounting component in communication with at least a portion of said surface of said laser module for mounting said laser module onto the pipe, water pipe or vaporizer and to position the laser module so as to shine light into the inhalation chamber.
3310 | Oral care implement having pressure sensor and method of forming the same | A toothbrush having a pressure sensor. In one embodiment, the invention can comprise a body comprising a handle portion and a head portion having a basin; a cleaning assembly comprising: a head plate; a plurality of tooth cleaning elements, each of the plurality of tooth cleaning elements comprising a cleaning portion extending from a front surface of the head plate and a base portion extending from a rear surface of the head plate; the base portions of the plurality of tooth cleaning elements melted together to form a melt matte adjacent the rear surface of the head plate; the head plate of the cleaning element assembly positioned in the basin and connected to the head portion; a pressure sensor adjacent a rear surface of the melt matte; and an indicator operably coupled to the pressure sensor for generating a user perceptive signal upon the pressure sensor sensing a pressure that exceeds a predetermined threshold. | 1. A toothbrush comprising: a body comprising a handle portion and a head portion, a basin formed into a front surface of the head portion; a cleaning assembly comprising: a head plate; and a plurality of tooth cleaning elements, each of the plurality of tooth cleaning elements comprising a cleaning portion extending from a front surface of the head plate and a base portion extending from a rear surface of the head plate; the base portions of the plurality of tooth cleaning elements melted together to form a melt matte; the head plate of the cleaning element assembly positioned in the basin and non-movably connected to the head portion; a pressure sensor adjacent a rear surface of the melt matte, the melt matte movable within the basin such that pressure applied to the cleaning portions of the plurality of tooth cleaning elements is transmitted to the pressure sensor via contact between the melt matte and the pressure sensor; and an indicator operably coupled to the pressure sensor for generating a user perceptive signal upon the pressure sensor sensing a pressure that exceeds a predetermined threshold.
3311 | Personal safety and security mobile application responsive to changes in heart rate | A software app for a mobile device is disclosed for alerting a custodian of a person to be protected of an emergency situation involving the person to be protected. The app includes software instructions for carrying out a method including: establishing a range of normal heart rates for the person using a heart rate monitor; detecting a heart rate for the person that is outside of the established range; activating at least one of a camera, a microphone, an accelerometer, and a location indicator on the mobile device carried by the person; establishing a wireless data connection between the mobile device and a communication network; and transmitting data to the custodian from the activated camera, microphone, accelerometer, or location indicator via the communication network. The app can notify a custodian of a medical or safety emergency as it is happening, giving that custodian the ability to immediately notify emergency personnel. | 1. A system for alerting a monitoring person of an abnormal heart rate experienced by a monitored person, the system including a wearer software application executable by a mobile smart device of the monitored person, a receiver software application executable by a smart device of a monitoring person, wherein the mobile smart device of the monitored person and the smart device of the monitoring person communicate with an application server on a wide area communication network using the wearer software application and receiver software application, wherein the wearer software application, the receiver software application, and the application server cooperate to carry out a method comprising: synchronizing the wearer software application on the mobile smart device of the monitored person with the receiver software application on the smart device of the monitoring person during a setup operation to establish a direct relationship between the wearer software application and the receiver software application, wherein the direct relationship allows the wearer software application and receiver software application to communicate with one another over the application server; establishing a range of normal heart rates for the monitored person using a heart rate monitor, wherein the heart rate monitor is included in a wrist worn device that is in wireless communication with the wearer software application on the mobile smart device to transmit data relating to the heart rate of the monitored person to the mobile smart device; detecting, using the data transmitted by the heart rate monitor to the wearer software application on the mobile smart device, an abnormal heart rate for the monitored person that is outside the range of normal heart rates for the monitored person; and automatically transmitting alert data, location data, and video data from the mobile smart device of the monitored person to the application server in response to the detection of the abnormal heart rate; automatically transmitting the alert data, the location data, and the video data from the application server to the receiver application software of the synchronized smart device of the monitoring person; and using the transmitted alert data, location data, and video data at the receiver software application of the synchronized smart device of the monitoring person to display alert information including identity, location, and video data for the monitored person.
3312 | Movement assistance device, and synchrony based control method for movement assistance device | In a wearable motion assist device, a motion assist device for generating a motion pattern synchronized with a wearer while maintaining a certain phase difference between a motion of the wearer and a motion of the device, and a synchronization based control method for the device are provided. The motion assist device acquires a phase of torque generated by the wearer's motion, applies a value of the phase to a phase oscillator model as an input, performs arithmetic processing, and calculates target torque and a target angle of the device with the motion of the device synchronized with the wearer. It is possible to improve an assisting effect of the device by controlling the device based on the calculated values. | 1. A motion assist device comprising: a joint configured for corresponding to a wearer'ss bent movable region; a link connected to the joint, the link being installed for the wearer; an actuator configured to drive a motion of the joint; a phase acquisition unit configured to acquire a phase θ′h of a motion of the wearer'ss bent movable region; a target value calculation unit configured to calculate a target value of motion of the joint for synchronizing the motion for the wearer'ss bent movable region and the motion of the joint while maintaining a preset target phase difference based on a phase oscillator model whose the phase θ′h of the motion of the bent movable region acquired by the phase acquisition unit is an input oscillation; and a drive control unit configured to drive the actuator based on the target value of motion calculated by the target value calculation unit.
3313 | GPS power conservation using environmental data | Biometric monitoring devices, including various technologies that may be implemented in such devices, are discussed herein. Additionally, techniques, systems, and apparatuses are discussed herein for providing power-conserving techniques and systems for efficiently utilizing a GPS receiver are described. The positional fix frequency of the GPS receiver may, according to some implementations, be modified or adjusted between various levels according to data from one or more non-GPS sensors. Such non-GPS sensors may include, for example, ambient light intensity or spectrum sensors, accelerometers, gyroscopes, magnetometers, heart rate sensors, galvanic skin response sensors, infrared sensors, etc. | 1. A biometric monitoring device to be worn on a person, the biometric monitoring device comprising: a global positioning system (GPS) receiver; a set of one or more non-GPS sensors to generate motion data for the person including motion data indicative that the person is walking, running, or jogging; and a controller, communicatively coupled to the GPS receiver and the set of non-GPS sensors, including at least one processor and a non-transitory computer readable medium, the controller having computer-executable instructions stored on the non-transitory computer readable medium which, when executed, cause the at least one processor to: determine a step count from the motion data generated by the set of non-GPS sensors, wherein the step count comprises the number of steps taken by the person, and set a frequency with which the GPS receiver obtains positional fixes, wherein the frequency of obtaining positional fixes comprises a time interval between which the GPS receiver obtains positional fixes of the biometric monitoring device, the controller being to set the frequency at one of a plurality of levels, wherein the level at which the frequency is set is based on: the step count within a window of time, or the motion data used to derive the step count within the window of time, wherein the plurality of levels includes a first level and a second level, and wherein the second level has a lower frequency with which the GPS receiver obtains the positional fixes than the first level, the second level indicating a greater time interval between positional fixes than the first level.
3314 | Hospital bed having communication modules | A system for use with a hospital bed having circuitry and a standard AC power outlet spaced from the hospital bed is provided. The system includes a cable assembly couplable to the circuitry of the hospital bed. The cable assembly has power conductors and at least one data conductor. The cable assembly also has a plug including a first power coupler coupled to the power conductors and a first data coupler coupled to the at least one data conductor. The system also includes a second data coupler mountable adjacent the standard AC power outlet. The second data coupler is configured to couple to the first data coupler when the first power coupler is coupled to the standard AC power outlet. | 1. A hospital bed for use in a healthcare facility having an Ethernet and a room module, the hospital bed comprising a first communication module providing a wireless bi-directional audio link and a wireless bi-directional data link with the room module, and a second communication module configured for wireless communication with the Ethernet.
3315 | Automatic injection device | An automatic injection device for providing a subcutaneous injection is disclosed. The device includes a syringe movably disposed in a housing and including a barrel portion, a needle and a bung for sealing the barrel portion. The device includes a plunger for moving the syringe towards a first open end of the housing such that the needle projects from the first end, and for subsequently applying pressure to the bung. The plunger includes a rod connected at a first end to the bung, a compressible expanded central portion, and a flange between a second end of the rod and the central portion. The device also includes a biasing mechanism for biasing the plunger towards the first open end of the housing, the biasing mechanism disposed about the second end of the rod between the flange and a second end of the housing. | 1. A needleless automatic injection training device for training a recipient on administration of a substance, the training device comprising: a cylindrical outer housing; an activation button operatively coupled to the housing; an audible mechanism to convey audible information to a user concerning operation of the training device; a visual indicator, wherein the visual indicator conveys information to a user after a predetermined time period from depression of the activation button to simulate completion of an injection; and wherein the training device is unsuitable for administering a substance.
3316 | Safety system for electrostimulation device | A housing for an electrostimulation device comprising a charger plug and a stimulation plug, designed to receive respectively a connector linked to a charger and a connector linked to a stimulation electrode, characterized in that it comprises a mobile locking element designed to alternately lock the charger plug or the stimulation plug. | 1. A housing for an electrostimulation device, comprising: a charger plug positioned offset from a first axis and configured to receive a connector linked to a charger; a stimulation plug positioned on the first axis and configured to receive a connector linked to a stimulation electrode; and a locking strip extending along a second axis parallel to the first axis and extending through the charger plug, the locking strip including at least one tooth, and the locking strip configured to alternately lock the charger plug or the stimulation plug.
3317 | Implantable medical devices and related connector enclosure assemblies utilizing conductors electrically coupled to feedthrough pins | Implantable medical devices include connector enclosure assemblies that utilize conductors electrically coupled to feedthrough pins that extend into a can where electrical circuitry is housed. The conductors may be coupled to the feedthrough pins and to capacitor plates within a filter capacitor by an electrically conductive bonding material and as a single bonding event during manufacturing. The base plate of the connector enclosure assembly may also include a ground pin. Ground capacitor plates may be present at a ground aperture of the filter capacitor where the ground pin passes through so that the ground pin, a ground conductor, and the ground capacitor plate may be coupled. A protective cover may be provided for the connector enclosure assembly to enclose the conductors intended to extend into the can prior to the assembly being joined to the can. Conductors may be attached to a common tab that is subsequently removed. | 1. An implantable medical device, comprising: a connector enclosure including a base plate having an aperture, the connector enclosure housing at least one electrical connector; a can coupled to the base plate, the can housing electrical circuitry; a filter capacitor coupled to the base plate, the filter capacitor having an aperture and having capacitor forming plates including a ground plate, the ground plate being electrically coupled to the can; a feedthrough pin electrically coupled to the electrical connector within the connector enclosure, the feedthrough pin extending through the aperture in the base plate and being present in the vicinity of the aperture in the filter capacitor; a conductor with a first end being present in the vicinity of the aperture within the filter capacitor and with a second end extending into the can and electrically coupled to the electrical circuitry; and a body of electrically conductive bonding material being present within the aperture of the filter capacitor and creating an electrically conductive bond among the conductor, the feedthrough pin, and at least one of the capacitor forming plates other than the ground plate.
3318 | Method and device for determining elapsed sensor life | Methods and systems for determining elapsed sensor life in medical systems, and more specifically continuous analyte monitoring systems. | 1. A method, comprising: providing a signal associated with initiation of an analyte sensor, the analyte sensor for monitoring analyte level; providing a count, wherein the count is temporally associated with the signal associated with the initiation of the analyte sensor; periodically incrementing the count; storing the count temporally associated with the signal associated with the initiation of the analyte sensor, wherein when sensor life of the initiated analyte sensor has not expired and a system failure is detected, continuing use of the initiated analyte sensor based at least in part on the stored count; providing a new sensor count; and incrementing the new sensor count only when a new sensor is first initiated.
3319 | Conditional retrieval | In one aspect of the present disclosure, a method is disclosed. The method involves: a reader detecting an eye-mountable device within a wireless communication range of the reader, wherein the eye-mountable device includes a transparent material having a concave mounting surface configured to be removably mounted on a corneal surface; wirelessly retrieving from the detected eye-mountable device a first set of data; using the retrieved first set of data to determine that a condition has been satisfied; and responsive to using the retrieved first set of data to determine that the condition has been satisfied, retrieving from the detected eye-mountable device a second set of data. | 1. A method comprising: a reader detecting a body-mountable device within a wireless communication range of the reader, wherein the body-mountable device comprises a sensor configured to obtain sensor data and a data storage configured to store the obtained sensor data; the reader wirelessly retrieving from the detected body-mountable device a first set of data; the reader determining using the retrieved first set of data that the body-mountable device is able to transmit the obtained sensor data to the reader in a single communication session; and responsive to determining using the retrieved first set of data that the body-mountable device is able to transmit the obtained sensor data to the reader in a single communication session, the reader retrieving from the detected body-mountable device a second set of data, wherein the second set of data comprises the obtained sensor data.
3320 | Training supporting apparatus and system for supporting training of walking and/or running | A training supporting system has a training supporting apparatus and an exercise form analyzing apparatus, the both apparatuses being connected to each other through a communication network. The training supporting apparatus is worn on the arm of a user and measures acceleration rates of motion of the user's body where the apparatus is fitted on, at least in the three directions along X-, Y- and Z-axes, while the user is walking or running. Receiving the measured acceleration rates from the training supporting apparatus through the communication network, the exercise form analyzing apparatus analyzes an exercise form including balance between arm swing and foot landing, and sends back the analysis result of the exercise form to the training supporting apparatus through the communication network. | 1. A training supporting apparatus used to analyze an exercise form while a user is walking or running, the apparatus comprising: a sensor which is worn by a part of an arm of the user and measures acceleration components of the part of the arm of the user at least in three directions along X-, Y- and Z-axes, while the user is walking or running; and a processor which outputs an analysis result including a balance between arm swing and foot landing of the user analyzed based on information of the acceleration components measured by the sensor, wherein the processor detects a change in a balance between the acceleration component in the direction of the X-axis and the acceleration component in the direction of the Y-axis at a time of the foot landing, thereby analyzing a timing balance between the arm swing and the foot landing of the user.
3321 | Universal AED training adapter | A training adapter ( 28 ) for an automated external defibrillator (AED) ( 10 ) which provides for safe training use of any AED. The training adapter includes a circuit which ensures that any defibrillation voltage/current is shunted away from the trainee, training electrodes ( 26 ), and patient simulation equipment. The training adapter simultaneously provides to the AED a simulated patient ECG signal which causes the AED to operate as if an actual cardiac rescue were occurring, thus heightening the realism of the training experience. | 1. A training adapter system for a defibrillator comprising: a pair of patient electrodes; a detector operable to detect the proper placement of the patient electrode pair on a simulated patient and to provide a signal corresponding to the detection; a connector disposed for electrical connection with a defibrillator; an ECG simulator; a defibrillation energy shunt resistor; and a controller which electrically connects the connector with the ECG simulator and the shunt resistor in response to the signal from the detector, thereby bypassing any electrical path from the defibrillator to the pair of patient electrodes.
3322 | Frequency shifting optical swept lightsource system and apparatus to which the system is applied | Provided is a frequency shifting optical swept light source system. The system includes a light source that emits light; an amplifier that amplifies the light output from the light source; an optical converter that shifts a frequency of the amplified light and compresses a spectrum of the amplified light; and a controller that controls a current signal applied to the light source such that a repetition rate of the light output from the light source is adjusted, so that an intensity of the amplified light is adjusted, to thereby adjust a position of the compressed spectrum with respect to a predetermined frequency band. | 1. A frequency shifting optical swept light source system, comprising: a light source configured to emit light; an amplifier configured to amplify the light output from the light source; an optical converter configured to shift a frequency of the amplified light and to compress a spectrum of the amplified light; and a controller configured to control a current signal which is applied to the light source such that a repetition rate of the light output from the light source is adjusted, so that an intensity of the amplified light is adjusted, in order to thereby adjust a position of the compressed spectrum with respect to a first predetermined frequency band.
3323 | Wireless energy transfer for implantable devices | Described herein are improved configurations for a wireless power transfer. Described are methods and designs for implantable electronics and devices. Wireless energy transfer is utilized to eliminate cords and power cables puncturing the skin to power an implantable device. Repeater resonators are employed to improve the power transfer characteristics between the source and the device resonators. | 1. A wireless energy transfer system for powering devices implanted in a patient, the system comprising: a high-Q source resonator having a first resonant frequency, the source resonator being external to the patient, coupled to a power source, and configured to generate oscillating magnetic fields at substantially the first resonant frequency; a high-Q device resonator having a second resonant frequency, the device resonator coupled to an implantable device requiring a supply power, the device resonator being internal to the patient, and configured to capture the oscillating magnetic fields generated by the source resonator; and a repeater resonator; wherein the repeater resonator is positioned to improve the energy transfer between the source resonator and the device resonator; wherein the system is designed to reduce heat dissipation in the device resonator and distribute the heat dissipation to the repeater resonator by tuning the second resonant frequency changing an effective impedance of the device resonator, or both, to reduce oscillating current in the device resonator and to reduce current to the implantable device; and wherein the repeater resonator has a cooling system for its heat dissipation.
3324 | Systems and methods for regulating inductive energy transfer to an implantable system | Systems and methods are provided for regulating the transfer of energy inductively between an implantable device and an external charging system, wherein the energy transfer rate is regulated by varying an operating frequency of an inductive energy transfer circuit of the implantable device responsive a temperature measured within the implantable device. | 1. An implantable device configured to be inductively charged or powered by an external charging system having a resonant frequency, the implantable device comprising: an inductive energy transfer circuit having an oscillating circuit and an operating frequency; a battery coupled to the inductive energy transfer circuit; an electrical component coupled to the oscillating circuit and configured to create a short circuit when a temperature of the electrical component exceeds a threshold value, the short circuit causing the operating frequency to shift away from the resonant frequency, thereby regulating an amount of energy delivered to the battery by the inductive energy transfer circuit.
3325 | System and method for personalization of an audio equalizer | The invention is directed to synthesizing a personalized audio equalization filter based on an individual's hearing profile when listening to audio signals using a preferred electronic means of transduction and production of the audio signals through headphones, earphones, or loudspeakers and is presented in two steps. In the first step, the deviation of the listener's hearing profile, when the preferred listening device is donned, is measured and recorded relative to predetermined equal-loudness contours (e.g., ISO standard equal-loudness contours). The hearing profile is used to compute an equalization filter such that when the audio signal to be reproduced is played through the filter, the equal-loudness contour for a specified phon level is restored. Thus, the invention compensates for deviations of the user's listening device, the user's own hearing profile from a standard hearing profile that represents natural hearing, and other factors. The equalization filter can be adapted to any phon level through adaptation of filter coefficients as a function of the volume of the listening level. | 1. A method for automatically generating a personalized equalization filter for listener, the method comprising: measuring a first hearing profile of the listener as a deviation of a first recorded response profile, obtained from a first equal loudness hearing test when the listener is listening through a personal listening device in a personal listening environment, from a first reference equal-loudness contour associated with a first given phon level; automatically generating a first personalized equalization filter based on the measured deviation of the first hearing profile such that application of the personalized equalization filter to an audio signal played through the personal listening device provides an equalized listening profile that recovers the equal-loudness contour for which the hearing profile was measured; applying the first personalized equalization filter to an audio signal played through the personal listening device; and automatically adapting the personalized equalization filter to a new phon level that differs from the phon level for which the listener'ss hearing profile was measured so that the personalized equalization filter automatically adapts to match an equal-loudness contour of the new phon level, wherein automatically adapting the personalized equalization filter to a new phon level that differs from the phon level for which the listener'ss hearing profile was measured comprises: automatically adapting the personalized equalization filter based on a second recorded response profile and a second reference equal-loudness contour associated with a second given phon level, wherein automatically adapting the personalized equalization filter based on the second recorded response profile and the second reference equal-loudness contour associated with the second given phon level comprises: measuring a second hearing profile of the listener as a deviation of the second recorded response profile from the second reference equal-loudness contour; automatically generating a second personalized equalization filter based on the measured deviation of the first hearing profile; and generating a third personalized equalization filter by deriving coefficients for the third personalized equalization filter based on coefficients for the first and second personalized equalization filters.
3326 | Narrowband analog noise cancellation | A method, including receiving an input analog signal containing noise at a specific noise frequency and digitizing the input analog signal to form a digitized signal. The method also includes recovering a first amplitude and a first phase of the noise from the digitized signal, and generating an analog correction signal at the specific noise frequency. The analog correction signal has a second amplitude equal to the first amplitude and a second phase opposite to the first phase. The method further includes summing the input analog signal with the analog correction signal to generate an output analog signal. | 1. A method for cancelling noise in a medical system, the method comprising the steps of: providing a medical system comprising (i) an analog-to-digital (A/D) converter which is coupled to receive an input analog signal containing noise at a specific noise frequency, (ii) a signal analyzer, (iii) an analog signal generator which is configured to generate an analog correction signal, and (iv) a summation block which sums the input analog signal with the analog correction signal to generate an output analog signal; receiving an input analog signal containing noise at a specific noise frequency at the analog-to-digital (A/D) converter; digitizing the input analog signal with the analog-to-digital (A/D) converter to form a digitized signal; recovering a first amplitude and a first phase of the noise from the digitized signal with the signal analyzer; generating an analog correction signal at the specific noise frequency having a second amplitude equal to the first amplitude and a second phase opposite to the first phase with the analog signal generator; and summing the input analog signal with the analog correction signal with the summation block to generate an output analog signal.
3327 | Enabling data communication between an implantable medical device and a patient management system | Embodiments of the invention provide methods, systems, and devices for enabling data communication between an IMD and a host computer. In one embodiment, a device is provided that comprises a frequency and protocol agile transceiver capable of communicating with an IMD via a first communications link and with a host computer via a second wireless communications link, wherein the first wireless communication link is configured for substantially shorter communication range than the second wireless communication link. An apparatus is provided according to another embodiment of the invention that comprises an interface between an IMD and a communications device, such as a wireless telephone or a two-way wireless pager. The interface can communicate directly with the IMD to retrieve clinical data stored in the IMD and can utilize the communications device to transmit the clinical data to a host computer. | 1. An apparatus for enabling data communication between an implantable medical device and a host computer, comprising: a frequency and protocol agile transceiver configured to communicate with the implantable medical device via a short range wireless communications link in a first state and to communicate with the host computer via a long range wireless communications link in a second state; a central processing unit; a memory; and a program capable of executing on the central processing unit operative to periodically interrogate the implantable medical device for clinical data in the first state.
3328 | Repair or refurbishment of limited use medical devices | A powered medical device includes electronic components on a circuit board embedded within the body of a plug for connecting the device with a control apparatus. The medical device may be repaired or refurbished without the need to access the embedded circuit board through the use of a supplemental circuit board installed into the open end of the plug adjacent the plug pins. The supplemental circuit board may include a variety of electronic components, including fuses or non-volatile memory. | 1. A refurbished medical device comprising: a plug adapted to connect the medical device to a device controller; a connector positioned at a surface of the plug; a first electronic component adapted to perform a first function and electrically connected with the connector, the first electronic component having been disabled from performing the first function; a supplemental circuit board attached to the plug and electrically connected with the connector; and a second electronic component adapted to perform the first function and secured by the supplemental circuit board and electrically connected with the connector, the second electronic component being capable of performing the first function.
3329 | Systems and methods for synchronized display of athletic maneuvers | Embodiments of the present disclosure help to synchronize multiple video segments of an actor or actors performing athletic maneuvers. Among other things, various embodiments help provide a side-by-side visual comparison of athletic maneuvers. | 1. A computer-implemented method comprising: receiving, by a computer system, first sensor data related to motion by an actor over a first time period and second sensor data related to motion by an actor over a second time period; determining, by the computer system and based on the first sensor data and the second sensor data, a plurality of motion characteristics; identifying, based on the plurality of motion characteristics, an athletic maneuver associated with both the motion by the actor during the first time period and the motion by the actor during the second time period; synchronizing the first sensor data with a visual display of the athletic maneuver performed during the first time period; synchronizing the second sensor data with a visual display of the athletic maneuver performed during the second time period; and simultaneously presenting, by the computer system, the visual display of the athletic maneuver performed during the first time period and the visual display of the athletic maneuver performed during the second time period; wherein identifying the athletic maneuver includes comparing the plurality of determined motion characteristics to one or more motion characteristics associated with a known athletic maneuver; and wherein identifying the athletic maneuver includes determining a level of similarity between the plurality of determined motion characteristics and the motion characteristics associated with the known athletic maneuver.
3330 | Method and device for assessing, training and improving perceptual-cognitive abilities of individuals | A device and method for evaluating or improving perceptual-cognitive abilities of a subject, comprising displaying virtual objects moving in a given three-dimensional environment during successive tests. The subject is in visual contact with the virtual objects moving in the three-dimensional environment, and the speed of movement of the virtual objects in the three-dimensional environment during the successive tests is changed. | 1. A device for evaluating or improving perceptual-cognitive abilities of a subject, comprising: at least one sensor adapted to detect a movement and a position of the subject within a real, physical three-dimensional environment; a display apparatus comprising an augmented reality helmet configured to display stereoscopic images of moving virtual objects superimposed on the real, physical three-dimensional environment, the virtual objects being displayed during a sequence of successive tests in a manner allowing the subject to be in visual contact with the virtual objects while the subject is moving within the real, physical three-dimensional environment, the display apparatus being adapted to detect an orientation of the augmented reality helmet; and a controller adapted to: control the display apparatus to correct in real-time a subject'ss visual perspective based on the detected orientation of the augmented reality helmet; evaluate, according to an evaluation protocol, the perceptual-cognitive abilities of the subject as a function of the movement and of the position of the subject within the real, physical three-dimensional environment in response to the moving virtual objects superimposed on the real, physical three-dimensional environment; and change, during the sequence of the successive tests, a speed of movement of the virtual objects displayed by the display apparatus using a staircase variation to increase or decrease the speed of the virtual objects, based on the evaluation of the perceptual-cognitive abilities of the subject from at least one preceding successive test in the sequence of successive tests.
3331 | Garment system with electronic components and associated methods | The disclosure provides a wireless biometric monitoring system that may be capable of acquiring, compiling, analyzing, and transmitting biometric data in near real time/real time. The system may utilize either the most up-to-date Bluetooth protocol (currently Bluetooth Smart) or a similar wireless protocol. The system may further integrate through this wireless protocol with peripheral devices to expand the measurement capacity of the system. In embodiments, the system may be capable of monitoring multiple biometric responses including, but not limited to: skin temperature, core temperature, respirations, heart rate, predicted tidal volume, chest wall movement, abdominal movement in conjunction with inspiration, abdominal movement in conjunction with expiration, HRR (heart rate reserve), HRV (heart rate variability), body position relevant to perpendicular, shoulder position relevant to hip position, general body posture, up time, down time, and malfunctions. | 1. A garment system for providing data comprising: a garment body comprising a form-fitting fabric having an open interior defining a torso, wherein the form-fitting fabric comprises a first layer, a second layer, and a third layer coupled together, the first layer comprising a conductive elastic fabric, the second layer comprising an insulative fabric, and the third layer comprising an elastic fabric; wherein the garment body comprises an anterior portion and a posterior portion, the garment body having a plurality of components integrated in the garment body, the components comprising: a processor; a memory; a battery unit; a respiratory monitor sub-system comprising a plurality of respiratory monitoring sites distributed in the garment body, wherein the plurality of respiratory monitoring sites comprises at least a first respiratory monitoring site, a second respiratory monitoring site, a third respirators monitoring site, and a fourth respiratory monitoring site; wherein the first respiratory monitoring site is coupled to the second respiratory monitoring site with a first portion of the conductive elastic fabric, and the third respiratory monitoring site is coupled to the fourth respiratory monitoring site with a second portion of the conductive elastic fabric, the first portion of the conductive elastic fabric being oriented in a first direction in the garment body and the second portion of the conductive elastic fabric being oriented in a second direction in the garment body, the first direction being different than the second direction: wherein the respiratory monitor sub-system is configured to assess a first resistance of the first portion of the conductive elastic fabric and assess a second resistance of the second portion of the conductive elastic fabric, the first resistance being assessed independently of the second resistance; a plurality of kinetic generators wired to a power modulator connected to the battery; a GPS monitor; and a plurality of accelerometers, at least one of the plurality of accelerometers wired to the processor; the processor, the GPS monitor, and the plurality of accelerometers each comprising at least one of a wireless receiver and a wireless transmitter; and a data analysis module comprising a second wireless receiver and a wireless transmitter, the module being capable of receiving data procured from at least one of the processor, the respiratory monitor sub-system, the GPS monitor, and the plurality of accelerometers.
3332 | Prophylactic kit apparatus | A prophylactic kit apparatus configured to be used with only a single patient includes a plurality of sealed modules and a housing configured to contain those sealed modules such that only one of the plurality of sealed modules can be removed from the housing at a time. This kit may include a physically-discrete informational patient aid disposed within the housing and having information disposed thereon. By one approach these physically-discrete informational patient aids can have a bookmark form factor. So configured, a medical services provider can readily provide the physically-discrete informational patient aid to a patient to thereby facilitate the patient becoming informed regarding the corresponding prophylactic service with little or no burden on the service provider. | 1. A prophylactic kit apparatus configured to be used by a medical services provider with only a single patient, comprising: a plurality of sealed modules, each of the sealed modules containing at least one prophylactic agent to be used in service of the patient and wherein the sealed modules are to be used in a particular order in service of the patient; a housing configured to contain the plurality of sealed modules such that only one of the plurality of sealed modules can be removed from the housing at a time and in the particular order, and a bookmark disposed within the housing that is physically discrete from any of the plurality of sealed modules, the bookmark having a page-engagement mechanism comprising a slot formed through the bookmark configured to temporarily capture a page of an item of reading material.
3333 | Method and system for adaptive communication transmission | Disclosed are methods, systems, devices and articles, including method for adaptive wireless communication transmissions between units of an ambulatory portable medical device. The method includes obtaining data relating to wireless transmissions between the units of the medical device, and setting one or more attributes of wireless transmission of one or more messages between the units of the medical device based, at least in part, on the obtained data. | 1. A medical system comprising at least two of: a dispensing unit to dispense therapeutic fluid to a body of a patient; a sensor to monitor analyte concentration levels in the body of the patient; and a remote control to control operations of the at least one of the dispensing unit and the sensor; wherein a first unit from at least one of the dispensing unit, the remote control and the sensor is configured to: obtain transmission quality data relating to wireless transmission of one or more prior transmissions between the first unit and a second unit from the at least one of the dispensing unit, the remote control and the sensor; set or adjust one or more wireless transmission attributes based, at least in part, on the obtained transmission quality data, wherein the one or more wireless transmission attributes include a transmission power level at at least one of a first frequency and a first band determined based on the obtained transmission quality data; wirelessly transmit a message at a first power level using the one or more wireless transmission attributes; increase, via the first unit, the transmission power level to a second power level at the at least one of the first frequency and the first band when an acceptable acknowledgement in response to the transmission is not received such that an acknowledgement in response to the transmission is not received within a predetermined time period or when the acknowledgement is received but includes a predetermined number of errors or a predetermined number of corrupted messages; wirelessly transmit the message at the second power level; and compare the second power level to a maximum power level threshold and, when the second power level exceeds the maximum power level threshold, determine one or more additional power levels at at least one of a second, different frequency and a second, different band until the acceptable acknowledgement in response to the transmission is received.
3334 | Medicament storage, dispensing, and administration system and method | Various exemplary embodiments relate to an electronic device for dispensing a medicament. The electronic device may include a medicament storage case or an electronic medicament device. The medicament storage case includes: a door moveable between an open position and a closed position; a lock moveable between a locked position where the lock maintains the door in the closed position and an unlocked position where the lock allows the door to move to the open position; a medicament dispensing device containing medication; an input device located on an external surface of the storage case activatable by a user; a communication unit configured to initiate a two-way communication between the user and a remote access control center upon activation of the input device and configured to receive an access signal from the remote access control center; and an actuator responsive to the access signal to move the lock to the open position upon receipt of the communication from the remote access control center. The electronic medicament device includes a reservoir configured to store an amount of medication, an administration component for administering the medication to a patient, and a processor communicatively connected to a memory. | 1. A medicament device configured to receive an epinephrine auto-injector and communicate with a mobile device associated with a designated user who requires use of the epinephrine auto-injector, the medicament device comprising: an electronic tag including a wireless transmitter for wireless communication, wherein the tag is configured to wirelessly communicate, with the mobile device, first information associated with the medicament device that allows for determining whether the medicament device is within close proximity to the mobile device; a receiver configured to wirelessly receive, from the mobile device, an identifier associated with the designated user who requires use of the epinephrine auto-injector; a sensor configured to detect a movement associated with a physical component of the medicament device that indicates activation of the medicament device, wherein second information associated with the activation of the medicament device is wirelessly communicated to the mobile device (i) in response to detecting the movement indicating the activation of the medicament device and (ii) subsequent to the receiver receiving the identifier associated with the designated user; a display on the medicament device configured to illuminate; and a sound source on the medicament device configured to play a sound, wherein the electronic tag is further configured to poll or be polled by the mobile device to determine whether the medicament device is within close proximity to the mobile device from which the identifier associated with the designated user was received, and wherein, in response to the medicament device not being within close proximity to the mobile device from which the identifier associated with the designated user of the epinephrine auto-injector was received, at least one of (i) the display illuminates and (ii) the sound source plays the sound.
3335 | Electromagnetically-countered display systems and methods | The present invention relates to an electromagnetically-countered display system including at least one wave source and at least one counter unit, where such a wave source irradiates harmful electromagnetic waves and the counter unit emits counter electromagnetic waves for countering the harmful waves therewith. More particularly, the present invention relates to various counter units for the electromagnetically-countered display system and to various mechanisms to counter the harmful waves with the counter units, e.g., by matching configurations of the counter units with those of the wave sources, by matching wavefronts of the harmful waves with those the counter waves, and so on. The present invention also relates to various methods of countering the harmful waves with such counter waves by source and/or wave matchings, various methods of providing the counter units for emitting the counter waves defining desired wave characteristics, and the like. The present invention further relates to various processes for providing the electromagnetically-countered display systems and their counter units. The present invention further relates to various electric and magnetic shields employed either alone or in conjunction with the counter units for minimizing irradiation of the harmful waves from the shaving system. | 1. A method of displaying a visual image by an organic light emitting system operating on electric current while reducing an intensity of electromagnetic waves which are irradiated by said system and which are not visible light waves, said method comprising the steps of: arranging a plurality of pixels in a preset pattern; forming a first current path electrically connecting one end of each of said pixels; forming a second current path electrically connecting another end of each of said pixels; arranging said second path to run at least substantially along said first path; and flowing said current in at least a portion of said first path in a first direction but in at least another portion of said second path in a second direction which is at least partially opposite to said first direction, whereby said electromagnetic waves irradiated along said portion of second path cancel at least a portion of electromagnetic waves irradiated along said portion of said first path and whereby said intensity of said waves irradiated by said system is reduced.
3336 | Multi-vehicle user-assistance systems and methods | In an example of a multi-vehicle user-assistance method, a central server receives a request from a mobile device. The request includes a location of the mobile device. A central processing unit of the central server identifies a location of a plurality of participating vehicles positioned within proximity of the mobile device. The participating vehicles are unassociated with the mobile device. Instructions are respectively transmitted to at least some of the participating vehicles to activate an exterior lighting component i) as the mobile device is within proximity of the at least some of the participating vehicles or ii) as part of a vehicle lighting pattern. | 1. A multi-vehicle user-assistance system, comprising: a mobile device having a mobile device communications platform and a location detection unit; a plurality of participating vehicles, each participating vehicle including a vehicle communications platform, a vehicle location detection unit, and an exterior lighting component; and a central server, including a central processing unit, to receive a request directly or indirectly from the mobile device communications platform, the request including a location of the mobile device, and the central processing unit programmed to: identify any of the participating vehicles that are positioned within proximity of the location of the mobile device at a time of the request; generate a vehicle lighting pattern using location information for each of the identified participating vehicles; and transmit respective instructions to a select number of the identified participating vehicles, the respective instructions individually commanding the select number of number of the identified vehicles to activate the exterior lighting component such that together the select number of the identified participating vehicles execute the vehicle lighting pattern.
3337 | Method of data volume reduction for transmission on a limited communications channel | A method of recording and classifying data collected from an above ground marker for pipeline pig monitoring. Described herein is a method of extracting minimum data attributes from a real-time data sample and packaging same to achieve a significant volume reduction such that the information can be conveyed across communications channels with limited bandwidth. The reduced volume of information can then be utilized at a remote location to reconstruct a close approximation of the original signal with precise timing, and sufficient clarity to allow remote operators to identify pertinent information from the original data sample. | 1. A method of reducing the data volume of a recorded data signal comprising: recording a segment of a detected signal; recording a time/date of at least one specific correlated point of the signal; determining a wave frequency of at least one component of the signal; sampling the amplitude of the waves at regular intervals; identifying peak amplitudes of the waves; identifying a subset of the peak amplitudes evenly distributed across the segment; and representing the segment of the detected signal by a reduced data volume comprising: the wave frequency, the time/date of a correlated signal point, a plurality of peak amplitude values, and the time difference between peak amplitude values; transmitting the represented segment of the detected signal to a remote location; receiving the represented segment at the remote location; reconstructing the signal, wherein reconstruction of the signal comprises: for each discrete point of the reconstructed signal, determining the offset time between the discrete point and the time/date of the correlated signal point; dividing the offset time by the time difference between peak amplitude values; determining the signal amplitude at the discrete point by weighted average of the distance to the nearest neighbors in the plurality of amplitude values.
3338 | Sensing device having a thermal antenna and a method for sensing electromagnetic radiation | A method and a sensing device are provided. The sensing device may include: a thermal antenna that includes a resistive material and has a cross section that has dimensions that are of an order of a micron or of a sub-micron. The thermal antenna may receive electromagnetic radiation and directly convert it to heat. The sensing device may also include a supporting element, a thermal sensor arranged to generate detection signals responsive to a temperature of a sensed area of the thermal sensor, a holding element that may support and thermally isolate the thermal antenna and the thermal sensor and thermally isolate, and a readout circuit that may process the detection signals to provide information about the electromagnetic radiation that is directly converted to heat by the thermal antenna. The thermal antenna and the thermal sensor are spatially separated from the supporting element. | 1. A sensing device, comprising: a thermal antenna that comprises a resistive material, wherein the thermal antenna has at least one cross section that has dimensions that are of an order of a micron or of a sub-micron, wherein the thermal antenna is arranged to receive electromagnetic radiation and to directly convert the electromagnetic radiation to heat; wherein the thermal antenna is shaped as a first loop and is arranged to act as a band pass filter for at least one frequency range out of infrared frequency range and terahertz frequency range; a supporting element arranged to support a holding element; a thermal sensor arranged to generate detection signals responsive to a temperature of a sensed area of the thermal antenna; wherein the holding element is shaped as a second loop for receiving radiation at a second frequency range that differs from the at least one frequency range out of the infrared frequency range and the terahertz frequency range; wherein the holding element is arranged to: support the thermal antenna and the thermal sensor; and thermally isolate the thermal antenna and the thermal sensor from the supporting element; and a readout circuit that is electrically coupled to the thermal sensor, the readout circuit is arranged to receive the detection signals and to process the detection signals to provide information about the electromagnetic radiation that is directly converted to heat by the thermal antenna; and wherein the thermal sensor and the thermal antenna are spatially separated from the supporting element.
3339 | Fitness monitoring device with altimeter and gesture recognition | Biometric monitoring devices, including various technologies that may be implemented in such devices, are discussed herein. Additionally, techniques for utilizing altimeters in biometric monitoring devices are provided. Such techniques may, in some implementations, involve recalibrating a biometric monitoring device altimeter based on location data; using altimeter data as an aid to gesture recognition; and/or using altimeter data to manage an airplane mode of a biometric monitoring device. | 1. A wearable biometric tracking device, the wearable biometric tracking device comprising: a pressure sensor configured to detect ambient atmospheric air pressure around the wearable biometric tracking device and to output data representative of altitude, wherein the data representative of altitude is based, at least in part, on the ambient atmospheric air pressure measured by the pressure sensor; a motion sensor, the motion sensor configured to detect motion of the wearable biometric tracking device and to output corresponding motion data; and control logic, wherein the pressure sensor, the motion sensor, and the control logic are communicatively connected and the control logic is configured to: a) receive the data representative of altitude, b) receive the motion data, c) determine when the data representative of altitude and the motion data, in combination, correlate with a first arm movement profile of a plurality of arm movement profiles, and d) store data associated with the first arm movement profile responsive, at least in part, to the determination in (c).
3340 | Electric field measurement device | The present application discloses electric field measurement device for measuring electric field of a target. Electric field measurement device includes optical waveguide which transmits transmission light, electrode portion, which gives optical characteristics of optical waveguide periodic variation, antenna for setting first state, in which electric field is coupled to optical waveguide, and second state, in which electric field is disconnected from optical waveguide, detector which detects light intensity of emission light emitted from optical waveguide, and applicator which applies voltage to electrode portion to give periodic variation. Applicator includes setting portion, which sets reference voltage in correspondence to light intensity under the second state, and output portion, which outputs voltage in correspondence to difference between reference voltage and induced voltage happening to electrode portion under first state. | 1. An electric field measurement device for measuring an electric field of a measurement target, comprising: an optical waveguide configured to transmit transmission light; an electrode portion configured to give optical characteristics of the optical waveguide a periodic variation; an antenna configured to set a first state, in which the electric field is coupled to the optical waveguide, and a second state, in which the electric field is disconnected from the optical waveguide; a detector configured to detect light intensity of emission light emitted from the optical waveguide; and an applicator which applies a voltage to the electrode portion to give the periodic variation, wherein the applicator includes a setting portion, which sets a reference voltage in correspondence to the light intensity under the second state, and an output portion, which outputs a voltage in correspondence to a difference between the reference voltage and an induced voltage happening to the electrode portion under the first state.
3341 | Apparatus for measuring biological information and method for communicating data from apparatus for measuring biological information | The present invention relates to an apparatus for measuring biological information supporting multiplex communication. The apparatus for measuring biological information, according to one embodiment of the present invention, comprises: a measuring portion for measuring biological information through a biosensor; a data communication portion for transreceiving the biological information that is measured with an external device through a wireless communication network, which supports a client mode and an AP mode; and a control portion for accessing a communication network by controlling the client mode or the AP mode in a WiFi module. The present invention can transmit data to the external device through a connected AP by operating a wireless communication module in the client mode, or communicate data with the external device through a communication module of terminals, which connect by self-switching to the AP mode when the connected AP does not exist. | 1. An apparatus for measuring biological information, comprising: a measuring processor configured to measure biological information using a biosensor; a processor configured to comprise a wireless processor comprising a WiFi processor that supports a client mode and an Access Point (AP) mode, and to transceive the measured biological information with an external device over an accessed communication network; and the processor configured to control the client mode or the AP mode of the WiFi processor to access a communication network, wherein when the processor does not find an adjacent accessible AP, the processor controls the WiFi processor to be set in AP mode; wherein when the WiFi processor is in AP mode, the processor waits to detect a terminal accessing the apparatus based on the AP mode setting; wherein the processor directly controls a communication device included in the terminal to transmit the measured biological information to the external device through the terminal.
3342 | Laser apparatus, extreme ultraviolet light generation system, method for controlling the laser apparatus, and method for generating the extreme ultraviolet light | A laser apparatus may include: a master oscillator configured to output a pulsed laser beam at a repetition rate, the master oscillator including at least one semiconductor laser apparatus; at least one amplifier configured to amplify the pulsed laser beam from the master oscillator, the at least one amplifier being configured to include at least one gain bandwidth; and a controller for controlling a parameter affecting an output wavelength of the pulsed laser beam from the master oscillator such that a wavelength chirping range of the pulsed laser beam from the master oscillator overlaps at least a part of the at least one gain bandwidth. | 1. A laser apparatus, comprising: a master oscillator configured to output a pulsed laser beam at a repetition rate, each pulse of the pulsed laser beam being chirped, the master oscillator including a plurality of semiconductor laser apparatuses; at least one amplifier configured to amplify the pulsed laser beam from the master oscillator, the at least one amplifier being configured to include a plurality of gain bandwidths; and a controller for controlling a temperature of each of the plurality of semiconductor laser apparatuses, as a parameter affecting an output wavelength of the pulsed laser beam such that a wavelength chirping range of the pulsed laser beam overlaps at least a part of at least one of the plurality of gain bandwidths, wherein: at least two of the plurality of semiconductor laser apparatuses output pulsed laser beams having wavelength chirping ranges different from each other, the controller controls such that the temperature of each of the plurality of semiconductor laser apparatuses is placed between a first temperature at which a temporally initial wavelength in a single pulse of the pulsed laser beam becomes a longest wavelength of the at least one of the plurality of gain bandwidths and a second temperature at which a temporally final wavelength in a single pulse of the pulsed laser beam becomes a shortest wavelength of the at least one of the plurality of gain bandwidths; and the wavelength chirping range of each pulse of the pulsed laser beam has the temporally initial wavelength, the temporally final wavelength, and a plurality of wavelengths extending from the temporally initial wavelength to the temporally final wavelength, with at least one of the temporally initial wavelength and the temporally final wavelength being outside the at least one of the plurality of gain bandwidths, and at least one of the plurality of wavelengths being inside the at least one of the plurality of gain bandwidths.
3343 | Detection and assessment of radio frequency emissions | A device adapted to fit within, or to be positioned adjacent to, a cellular handset or other personal communication device, for remedying the potentially harmful effect on humans or animal life of RF transmissions, and including an antenna responsive to the presence of RF radiation generated by the handset, signal analysis means for identifying the type of RF transmissions detected which is coupled to activate remedial signal generation means, which is arranged to provide a noise signal to a coil for providing an electromagnetic field in the vicinity of the handset, to disrupt the potentially harmful effects of the RF transmissions. | 1. A remedial device for association with a cellular telecommunications handset that receives and transmits voice transmission, text messages e-mails and computer data and that emits RF transmissions potentially harmful to humans or animal life, the remedial device including a detection means and a remedial signal generator means, the detection means including an antenna for sensing a presence of said RF transmissions emitted by said cellular telecommunications handset, and also including a means for analyzing the RF transmissions to distinguish between voice and non-voice communication to determine their ability to produce biological effects, said detection means being coupled for actuation of said remedial signal generator means, and the remedial signal generation means being arranged to establish a remedial electromagnetic field in vicinity of the cellular telecommunications handset; wherein said remedial device is located within the cellular telecommunications handset; and wherein said remedial device comprises a unitary component located adjacent to a battery of the cellular telecommunications handset, said unitary component including said antenna, said detection means, and said remedial signal generation means.
3344 | Testing tuned circuits | Methods and systems for determining one or more parameters of a tuned circuit forming part of a wireless energy transmission system in an implanted (or implantable) medical device are described. The method involves energizing the tuned circuit then receiving a signal back from it. This signal is then analyzed to determine a property of the circuit such as its quality factor (Q) or resonant frequency. Also described herein is a method and system for determining the implantation depth of a component of an implanted medical device. The method involves determining the position of a magnetic element which is mounted in a fixed physical relationship with the component of the medical device. The methods can be performed on an implanted medical device without the need to explant the device. | 1. A method of testing an implantable medical device, the implantable medical device including a tuned circuit having a coil for transferring energy between the implantable medical device and another device, the method comprising: inducing, with a signal generator and a test coil connected to the signal generator, an EMF in the coil of the tuned circuit; disconnecting the signal generator from the test coil; selectively connecting the test coil to a digitizer; detecting, with the test coil and the digitizer, a resonance of the tuned circuit in response to the EMF induced in the coil of the tuned circuit; and analyzing the detected resonance over a period of time to determine a property of the tuned circuit.
3345 | System and method for communication between functional device and home automation | A functional device is disclosed that can collect and process data/information/parameter values from one or more sensors and compares the same with one or more predefined/threshold value to suggest one or more actions and/or generate alerts/messages/suggestions to be performed by one or a combination of remote system, wearer, home automation network, healthcare provider, doctor, caretaker, among other stakeholders. Communication between the functional device, home automation server and a computational server that stores the data is also disclosed. | 1. A system, comprising: a functional device configured in an automobile, said functional device comprising one or more sensors that measure at least one health parameter of an occupant of the automobile, and further comprising a user interface; a home automation gateway (HAG), said HAG comprising one or more home automation systems (HAS) sensors placed inside a building; and a first computing device and a second computing device; wherein said functional device is configured to retrieve one or more automobile parameters and settings, wherein said functional device stores said at least one health parameter in real-time in secured form on the first computing device, wherein said functional device is further remotely coupled with the home automation gateway (HAG) in a manner that enables presentation of reading of the one or more home automation system (HAS) sensors on the user interface of said functional device, and wherein reading of the one or more home automation system (HAS) sensors are stored in real time by said HAG in secured form on the second computing device, wherein said functional device is further configured to enable the occupant of the automobile to, upon authorization, control any or combination of said one or more automobile parameters and settings, said at least one health parameter through the user interface, and one or more HAS sensors, wherein said functional device accesses said health parameters and reading of said one or more home automation system (HAS) sensors by a web application that is configured on a web server, and wherein said functional device is connected with said HAG by a Virtual Private Network (VPN) connection.
3346 | Technique for operating a vehicle effectively and safely | A control system is employed in a vehicle to assist a user to operate the vehicle effectively and safely. In accordance with the invention, the system provides driving assistance to the user by taking into account the user's physical condition, the vehicle condition and the surrounding conditions. The surrounding conditions include, e.g., road, weather and traffic conditions, external to the vehicle. The vehicle condition concerns the conditions of the brakes, steering, tires, radiator, etc. of the vehicle. Signs of fatigue, stress and illness of the user are monitored by the control system to assess the user's physical condition. | 1. A method for use in a system allowing for personalizing a vehicle, comprising: collecting information about a user from the user via a user interface, the information comprising user display preferences, collecting information from the user comprising: allowing selection by the user of a first one of a plurality of dashboard display templates; establishing the first dashboard display template as a user display preference associated with a first user profile that is maintained in a memory, the first user profile comprising a first plurality of user preferences; allowing selection by the user of a second one of a plurality of dashboard display templates; and establishing the second dashboard display template as a user display preference associated with a second user profile that is maintained in the memory, the second user profile comprising a second plurality of user preferences; selecting the first user profile during a first mode of driving, and selecting the second user profile during a second mode of driving; displaying data concerning one or more vehicle components on a dashboard display device; if the first user profile is selected, configuring display on the dashboard display device in accordance with the first dashboard display template; and if the second user profile is selected, configuring display on the dashboard display device in accordance with the second dashboard display template.
3347 | MRI-compatible 3D television and display system | A display system compatible with a magnetic resonance imaging (MRI) apparatus disposed in a magnet room for producing video images to a patient in an MRI magnet tunnel, the images having a three-dimensional (3D) effect. An MRI-compatible 3D display includes a display panel configured to generate optical images having 3D content, and RF and electromagnetic interference filtering. A Faraday cage encloses the display panel, and includes an optically transparent window panel having an electrically conductive mesh and a layer of transparent optically isotropic material. | 1. A display system compatible with a magnetic resonance imaging (MRI) apparatus disposed in a magnet room for producing video images to a patient in an MRI magnet tunnel, the images having a three-dimensional (3D) effect, the system comprising: an MRI-compatible 3D display responsive to said video signals and disposed within said magnet room, said display including a display panel configured to generate optical images having 3D content, and RF and electromagnetic interference filtering to prevent noise from said display means from affecting the quality of the images produced by said MRI apparatus, the 3D display further including a Faraday cage structure comprising an optically transparent window panel, the display panel disposed within the Faraday cage structure, the window panel having an electrically conductive mesh having a mesh opening size sufficiently small to block RF signals generated by the display system from passing through the mesh and into the magnet room, and large enough to allow optical image rays from the display panel from passing through without, the window the optically transparent window panel comprising a transparent optically isotropic material allowing optical image rays pass through without significantly affecting the 3D content of the images.
3348 | Systems and methods for status indication in a single-use biomedical and bioprocess system | Methods, systems, and apparatus to monitor component status in a bioprocessing environment are disclosed and described. Certain examples provide a sensor device for a disposable bioprocessing component. The example sensor device includes a first portion affixed to the component, the first portion configured to provide an identifier associated with the component. The example sensor device also includes a second portion configured to provide a status indication based on a state of the component. The example sensor device is configured to transmit the identifier and status indication to a control computer associated with a bioproces sing platform including the component. | 1. A disposable bioprocessing component comprising: a sensor comprising: a first portion attached at a predetermined position adjacent to the disposable bioprocessing component to detect a position and an operational state of the disposable bioproces sing component, and comprising a radio frequency identification (RFID) tag and configured to provide an identifier and a status indication based on the position and the operational state of the disposable bioprocessing component in real-time when activated; and a second portion separate from the first portion, and removably affixed to another component physically separated and spaced apart from the disposable bioprocessing component, and comprising a wireless sensor node and configured to: (i) supply power to and activate the first portion to transmit the status indication and the identifier, and (ii) provide network connectivity, only when the second portion is brought within a predetermined physical proximity of the first portion, wherein the identifier and status indication are transmitted for use by a control system for a bioprocessing platform to execute an action at the disposable bioprocessing component.
3349 | Nth leadless electrode telemetry device, system and method of use | A discrete electrode telemetry device includes a single female snap receptor in a leadless body. The single female snap receptor attaches to a single male snap post of a single discrete standard circular disposable electrode patch, wherein the sensor comprises a plurality of plug-in interface ports for multiple use reference electrodes on the leadless body thereof. A multiplexor circuit is engineered to multiplex and combine a plurality of signal data collected from the interface ports as an output thereof. A wireless transmitter module is disposed in connection with the single female snap receptor, the wireless transmitter configured to transmit the piecewise multiplexed and combined signal data to a smart phone based on a connection and a disconnection of the single female snap receptor thereto. Furthermore, a spooled memory stores and relays the plurality of signal data for a multiplexed and a composite transmission from the wireless transmitter module. | 1. A plurality of discrete electrode telemetry devices comprising: a) a single female snap receptor configured in a leadless body of a single discrete electrode sensor device, the single female snap receptor configured to attach to a single male snap post of a single discrete standard circular disposable electrode patch, wherein the sensor comprises a plurality of plug-in interface ports on the leadless body thereof; b) a wireless transmitter module disposed in direct connection with the single female snap receptor, the wireless transmitter configured to transmit a plurality of signal data based on a connection and a disconnection of the single female snap receptor thereto; c) a multiplexor circuit configured to multiplex and combine a plurality of reference signal data collected from the interface ports and a plurality of reference electrodes connected thereto as an output of the wireless transmitter module; and d) a spooled memory configured to store and relay the plurality of signal data to a smart phone for a multiplexed and a combined transmission from the wireless transmitter module.
3350 | Smart flexible interactive earplug | An embodiment of the invention provides a resiliently deformable and flexible in-ear sound device having stretchable electronic circuitry. The in-ear sound device may be configured in a variety of ways, including, but in no way limited to a smart earplug, a flexible personal sound amplification product, a personal music player, a "walkie-talkie" and the like. | 1. A deformable and flexible in-ear sound device, comprising: a deformable and flexible body having a longitudinal axis extending between a distal end and a proximal end; an electronic component package comprising stretchable electronic circuitry, wherein the electronic component package includes a speaker located at the proximal end of the deformable and flexible body and wherein the stretchable electronic circuitry is at least one of embedded in or on the deformable and flexible body at least one sensor in the electronic component package configured to measure a data element; and a processor in the electronic component package configured to analyze the data element and take an action if the data element exceeds a threshold wherein the at least one sensor and the processor are configured to operate as a measurement device that provides one of an alarm, a stop watch, a calendar, and a notification function and wherein the action if the data element exceeds the threshold related to the measurement device comprises sending a sound notification to the speaker; and a communication module in communication with a remote device and wherein the action if the data element exceeds the threshold related to the measurement device further comprises sending a notification to the remote device via the communication module.
3351 | Method for producing a hermetic housing for an electronic device | A method produces a housing with at least one hermetically sealed receiving space for an electronic component, the receiving space including at least a part of the interior of the housing. In the method, a hollow body made of glass and having at least one opening is produced/provided, at least one electronic device is introduced through the at least one opening, and the receiving space is hermetically sealed by melting the housing, or the at least one opening is sealed by laser radiation. A device has an at least partially hermetically sealed housing made of silicon, particularly a housing produced according to the above-mentioned method. | 1. Method for the production of a housing having at least one hermetically sealed accommodation space for an electronic device, said accommodation space comprising at least a part of an interior of the housing, comprising the steps: producing/making available a hollow body made of glass or silicon, having at least one opening, introducing, positioning and/or fixing in place at least one electronic device through the at least one opening, and closing off and welding the at least one opening by means of laser radiation, and wherein the laser radiation is formed by means of nanosecond and/or picosecond pulses.
3352 | Medical device communications network | A medical device communications network comprises a plurality of medical devices including either or both of a first number of surgical instruments and a second number of implants configured for subcutaneous implantation in a biological body. A corresponding plurality of wireless communication circuits are each mounted to a different one of the plurality of medical devices. Each of the plurality of wireless communication circuits is configured to broadcast medical device information relating to the medical device to which it is mounted and to receive information relating to any other of the plurality of medical devices. The network may or may not include a master wireless communications circuit configured to receive the medical device information broadcast by any of the plurality of slave wireless communication circuits and to broadcast the information relating to any other of the plurality of medical devices. | 1. A medical device communications network comprising: a first surgical instrument having a first wireless communication circuit mounted thereto, the first surgical instrument configured for use in surgically preparing a patient'ss bone to receive a surgical implant and the first wireless communication circuit configured to (i) broadcast information associated with the first surgical instrument and (ii) receive information broadcasted from at least one other surgical instrument used during a surgical procedure, the first surgical instrument being one of a surgical saw and a surgical drill, a second surgical instrument having a second wireless communication circuit mounted thereto, the second surgical instrument configured for use in surgically preparing the patient'ss bone to receive a surgical implant and the second wireless communication circuit configured to (i) broadcast information associated with the second surgical instrument and (ii) receive information broadcasted from the first surgical instrument and any other surgical instrument is configured to broadcast information and used during the surgical procedure, and wherein the first wireless communication circuit of the first surgical instrument receives information broadcasted from the second wireless communication circuit of the second surgical instrument.
3353 | Three dimensional electronic patch | A three-dimensional electronic patch includes a flat flexible circuit substrate that includes an elastic layer including a first portion and a second portion. The second portion includes at least side connected to the elastic layer and one or more sides defined by one or more cuts in the elastic layer. The three-dimensional electronic patch further includes a first sensor on the first portion of the elastic layer, a first conductive sensing pad under the first portion of the elastic layer and in electrical connection with the first sensor, and a conductive layer under the second portion of the elastic layer and in electrical connection with the first sensor. The second portion is folded to position the conductive layer away from the first portion. | 1. A three-dimensional electronic patch, comprising: a flat flexible circuit substrate, comprising: an elastic layer including a first portion and a second portion, wherein the second portion includes at least one side connected to the first portion of the elastic layer and one or more sides defined by one or more cuts in the elastic layer; a first sensor on the first portion of the elastic layer; and a conductive layer positioned at the second portion of the elastic layer and in electrical connection with the first sensor, wherein the second portion is folded to position the conductive layer away from the first portion.
3354 | Electrolarynx control button arrangement | An electrolarynx includes tone-producing circuitry, a power switch to turn on the circuitry, a control button (i.e., a pushbutton) to actuate the power switch, a pressure-sensitive-resistor (PSR) that is physically coupled to the pushbutton, and a mode switch. PSR resistance is dependent on the amount of pressure applied to the pushbutton, and the tone-producing circuitry is configured to respond to such variations in PSR resistance according to a user-selected mode of electrolarynx operation set by operation of the mode switch. Said modes preferably include multiple frequency-varying modes (FVMs) in which the frequency of the electrolarynx tone is varied with different sensitivities to variations in PSR resistance, and multiple volume-varying modes (VVMs) having different sensitivities. A preferred embodiment also includes a communications-link mode, for receiving control information from an external device, and a disabled mode. Preferably, the tone-producing circuitry includes a microcontroller component that is configured for electrolarynx operation under program control. | 1. An electrolarynx, comprising: a case; tone-producing circuitry on the case for producing an electrolarynx tone having a frequency and a volume; a power switch on the case for turning on power to the tone-producing circuitry; a pushbutton on the case for enabling a user to activate the power switch; a pressure-sensitive-resistor on the case that is physically coupled to the pushbutton so that the pressure-sensitive resistor has a resistance value dependent on pressure applied by the user to the pushbutton; and a mode switch on the case that is electrically connected to the tone-producing circuitry; wherein the tone-producing circuitry is configured to operate in a first frequency-varying mode in which the tone-producing circuitry varies the frequency of the electrolarynx tone according to variations in the resistance value of the pressure-sensitive resistor, doing so at a first frequency-varying mode sensitivity to the resistance value of the pressure-sensitive resistor; wherein the tone-producing circuitry is configured to operate in a first volume-varying mode in which the tone-producing circuitry varies the volume of the electrolarynx tone according to variations in the resistance value of the pressure-sensitive resistor, doing so at a first volume-varying mode sensitivity to the resistance value of the pressure-sensitive resistor; and wherein the tone-producing circuitry is configured to enable a user to select a desired mode of electrolarynx operation by operation of the mode switch.
3355 | Pen-type drug injection device with optical dose encoding and decoding system | A method of decoding encoded information is presented where one or more sensors are controlled to periodically check for motion of a movable component of a drug delivery device having encoded information thereon. If motion of the movable component is detected, preventing a first encoded information reading and decoding process from being performed, when motion of the movable component is not detected, performing the first encoded information reading and decoding process. | 1. A method of decoding encoded information comprising optically encoded images, the method comprising: controlling one or more sensors to periodically check for motion of a movable component of a drug delivery device having encoded information thereon; if motion of the movable component is detected, preventing a first encoded information reading and decoding process from being performed; when motion of the movable component is not detected, performing the first encoded information reading and decoding process; the method further comprising controlling one or more light sources to illuminate the movable component of the drug delivery device during the periodic check for motion of the movable component.
3356 | Networking of implantable medical devices and wearable devices | A system level scheme for networking of implantable devices, electronic patch devices/sensors coupled to the body, and wearable sensors/devices with cellular telephone/mobile devices, peripheral devices and remote servers is described. | 1. A system comprising: a first medical device configured for implantation internally within a body, wherein the first medical device includes a first processor that is configurable; a second medical device configured for implantation internally within the body, wherein the second medical device includes a second processor that is configurable, wherein the first medical device and the second medical device are coupled forming a network including at least the first medical device and the second medical device; an external electronic patch medical device is configured to be wearable or affixed to the skin, wherein the electronic patch medical device includes a processor and wherein the electronic patch medical device is configured for communication, wherein the electronic patch medical device is further configured to sense one or more environmental parameters external to the body and to send information used for control of one or more of the medical devices in response to the one or more environmental parameters; and a non-transitory computer implemented application on a remote server or a mobile device separate from the electronic patch medical device, wherein the electronic patch medical device is configured to communicate to at least the first medical device and is further configured to communicate to the remote server or mobile device, and wherein the mobile device is configured to store the human body parameter data acquired by the one or more medical devices and communicate with a display, and wherein each device has a unique identifier, and wherein the mobile device is further configured to require authentication to access the acquired human body parameter data.
3357 | System and method for low power communication between implantable devices | In accordance with an embodiment, apparatuses and methods are provided for coordinating operation between leadless pacemakers (LPs) located in different chambers of the heart. A method includes configuring a local LP to receive communications from a remote LP through conductive communication over first and second channels, maintaining the first channel active for at least a portion of a time when the second channel is inactive to listen for event messages from the remote LP, detecting an incoming signal at the local LP over the first channel, determining whether the incoming signal received over the first channel corresponds to an LP wakeup notice, when the incoming signal corresponds to the LP wakeup notice, activating the second channel at the local LP, and receiving an event message over the second channel from the remote LP. | 1. A method for coordinating synchronized operation between two or more implantable medical devices (IMDs), the method comprising: configuring a first IMD to receive communications from a second IMD through conductive communication over first and second channels; maintaining the first channel active for at least a portion of a time when the second channel is inactive to listen for event messages from the second IMD; detecting an incoming signal at the first IMD over the first channel; determining whether the incoming signal received over the first channel corresponds to a message trigger pattern; when the incoming signal corresponds to the message trigger pattern, activating the second channel at the second IMD; and receiving an event message over the second channel from the first IMD using a first receiver of the second IMD.
3358 | Wrist-mounted device to assist pilgrims | The wrist-mounted device to assist pilgrims is an electronic device worn on the wrist that provides functions to assist a pilgrim, particularly a pilgrim on a pilgrimage to a holy site. The device includes a heart rate monitor that alerts the user when his or her heart rate is too high, a GPS unit showing the location of holy sites of interest, a monitor for keeping a count of the number of perambulations around a holy site, e.g., when performing a Tawaf, an audio playback device that will play back a prayer or scripture, such as the Dua'a, and an annunciator for announcing prayer times. | 1. A wrist-mounted device to assist individual pilgrims, comprising: a case; attachment means for attaching the case onto an individual; an electronic processor mounted in the case; an electronic display mounted in the case, the display being connected to the processor; and a sensor housed in the case for detecting the color of a light source, detecting the location of the light source, and transmitting data signals to the processor corresponding to the light source detected; wherein the light source is an indicator of a start point; and the data signals track a number of complete rotations the individual has completed around a holy site.
3359 | Brainwave actuated apparatus | A brainwave actuated apparatus has a brainwave sensor for outputting a brainwave signal, an effector responsive to an input signal, and a controller operatively connected to an output of said brainwave sensor and a control input to said effector. The controller is adapted to determine characteristics of a brainwave signal output by said brainwave sensor and based on said characteristics, derive a control signal to output to said effector. | 1. A brainwave actuated apparatus configured to operate a multi-user game, comprising: a first brainwave sensor for outputting a first brainwave signal originating from a first user; a second brainwave sensor for outputting a second brainwave signal originating from a second user; a device operating in accordance with an input signal; a controller operatively connected to an output of said first brainwave sensor, an output of said second brainwave sensor, and a control input of said device, said controller adapted to: determine first characteristics of said first brainwave signal; determine second characteristics of said second brainwave signal; based on a summation of said first characteristics and said second characteristics, derive a control signal to output to said device; wherein said first characteristics and said second characteristics are intensities and wherein said summation is a sum of said intensities; wherein the device configures a multi-user game, the first user and second user being participants in the multi-user game, the multi-user game being a co-operative game having a goal condition triggered at least by the sum of said intensities being a defined brainstate; and wherein the device comprises at least one vibratory element, the at least one vibratory element capable of providing variable tactile feedback to at least one of the first or the second user upon the goal condition being triggered.
3360 | Neural interface activity simulator | Systems and methods to simulate activity that would be recorded using an interface to nerve fibers are provided. Signals, such as motor intent signals, can be converted to neural recordings, such as neural recordings by longitudinal intrafascicular electrodes (LIFEs). Spinal cord motor pools and neural interfaces can be jointly simulated. Realistic simulated neural recordings, such as from electrodes such as LIFEs, can be provided and can be used for the evaluation of decoding algorithms. Systems and methods described herein provide a framework for developing neural interface devices. | 1. A system comprising a non-transitory machine-readable medium having computer-executable instructions for performing a method to simulate activity recorded from an interface to nerve fibers, the method comprising: simulating generation of at least one signal of a variable capable of being recorded by an interface to nerve fibers; simulating translation of the variable to motor neuron firing; generating a realistic simulated neural recording that corresponds to how a real body would respond to motor neuron stimulus of the nerve fibers; and simulating recording of the motor neuron firing by the interface to nerve fibers, wherein the simulated activity is neural activity, and wherein simulating recording of the motor neuron firing comprises: generating a virtual electrode; mapping the motor neuron firing to signals of the virtual electrode by a mapping matrix B; and multiplying a cross-talk matrix C and the mapping matrix B.
3361 | Galvanic vestibular stimulation system and method of use for simulation, directional cueing, and alleviating motion-related sickness | The present invention relates to systems and techniques for stimulating a user. For example, materials and methods for manipulating nystagmus and the related vestibular system with coupling of galvanic vestibular stimulation (GVS) and visual cueing are provided herein. Use of GVS within the present invention may be applied to simulation, alleviating motion sickness, and directional cueing of a user to a precise target location. | 1. A computer-implemented method for motion stimulation or treating motion sickness, the method comprising: receiving an indication of a sensed motion experienced by the human subject; determining an activation pattern of electrical stimulation signals of differing values applied to different locations on an exterior of a head or neck of the human subject needed for non-visual motion perceived by the human subject to match the sensed motion; generating the activation pattern of electrical stimulation signals of differing values applied to different locations on the exterior of the head or neck of the human subject; and providing at least three distinct sets of electrodes responsive to said activation pattern of electrical stimulation signals of differing values applied to the different locations on the exterior of the head or neck of the human subject configured to provide the human subject with a non-visual perception of motion in at least three separate directions that are coordinated with the sensed motion.
3362 | Optical resonator system | It has been very difficult to accumulate strong laser in the conventional optical resonator, because firstly it has been very difficult to control a resonator length less than 1 Å in resonation position which is required for the laser amplification more than 1,000 times and secondly, the conventional method has utilized laser strength of amplified laser in the optical resonator as the resonance control signal. The present invention provides an optical resonator system to accumulate strong laser. In the system, unamplified modulation wave or harmonic which are derived from oscillation laser are selectively used to tune a resonator length of the optical resonator. | 1. An optical resonator system, comprising: an optical resonator including a mirror- 1 ; a path- 1 that connects in series a laser oscillator for emitting an oscillation laser and a laser amplifier for amplifying the oscillation laser, the path- 1 being configured to convey an amplified oscillation laser from the laser amplifier to the mirror- 1 of the optical resonator; a path- 2 that connects in series the laser oscillator and an electrooptic modulator for modulating the oscillation laser into a modulation wave, the path- 2 being configured to convey an unamplified modulation wave from the electrooptic modulator to the mirror- 1 of the optical resonator; and a path- 3 that connects in series the mirror- 1 of the optical resonator and a feedback control system for converting the unamplified modulation wave into a feedback control signal and conveying the feedback control signal to a piezoelectric device of the optical resonator, the path- 3 being configured to introduce into the feedback control system a superimposed wave consisting of (i) a first series of the unamplified modulation wave reflected by the mirror- 1 without entering the optical resonator and (ii) a second series of the unamplified modulation wave that enters the optical resonator through the mirror- 1 and thereafter exudes from the mirror- 1 , wherein the feedback system is configured to convert the superimposed wave into the feedback control signal, which operates the piezoelectric device of the optical resonator to adjust a resonator length of the optical resonator.
3363 | Ultra-low frequency bio-medical active-RC lowpass filters | Active-RC low-pass filters based on R-0.5R ladders are implemented to provide high linear and low power design solutions for integrated biomedical applications. Among various R-αR ladders family, R-0.5R ladders provide the best low frequency selectivity characteristics. The filters exhibit ultra-low pole frequencies and occupy relatively compact silicon areas by using the R-0.5R ladders. | 1. A R-0.5R ladder active-RC low pass filter with reduced pole frequencies and chip area for a high linear and low power bio-medical applications, comprising: a first inverting input terminal; a second non-inverting input terminal; a first inverting output terminal; a second non-inverting output terminal; first and second operational amplifiers connected together in a Tow-Thomas biquadratic filter circuit; a first R-0.5R ladder circuit connected between the first non-inverting input terminal of the low-pass filter and a third inverting input terminal of the first operational amplifier; a second R-0.5R ladder circuit connected between the second inverting input terminal of the low-pass filter and a fourth non-inverting input terminal of first operational amplifier; a third R-0.5R ladder circuit connected in parallel with a first capacitor, wherein the third R-0.5R ladder circuit is connected between the third inverting input terminal and a third non-inverting output terminal of the first operational amplifier; a fourth R-0.5R ladder circuit connected in parallel with a second capacitor, wherein the fourth R-0.5R ladder is connected between the fourth non-inverting input terminal and a fourth inverting output terminal of the first operational amplifier; a fifth R-0.5R ladder circuit connected between the third non-inverting output terminal of the first operational amplifier and a fifth inverting input terminal of a second operational amplifier; a sixth R-0.5R ladder circuit connected between the fourth inverting output terminal of the first operational amplifier and a sixth non-inverting input terminal of the second operational amplifier; a seventh R-0.5R ladder circuit connected between the third inverting input terminal of the first operational amplifier and a sixth inverting output terminal of the second operational amplifier, wherein the sixth inverting output terminal is connected to the second inverting output terminal of the low-pass filter; and an eighth R-0.5R ladder circuit connected between the fourth non-inverting input terminal of the first and a fifth non-inverting input terminal of the second operational amplifier, wherein the fifth non-inverting output terminal is connected to the first non-inverting output terminal of the low-pass filter.
3364 | Method and device for controlling peripheral devices via a social networking platform | A method and device for transmitting data between a peripheral device and a user device via a Bluetooth Low Energy connection, comprising: at the peripheral device: transmitting data to the user device in a simulated data stream, the transmitting comprising: identifying a first Bluetooth characteristic for writing data, the first Bluetooth characteristic having been exposed by the peripheral device to the user device; dividing a data packet into a sequence of data frames plus zero or one remainder, each data frame having a respective size equal to a predetermined data size of the identified first Bluetooth characteristic; and for each of the sequence of data frames: writing the data frame to a respective value for the identified first Bluetooth characteristic; and pushing the identified first Bluetooth characteristic for reading by the user device. | 1. A method for transmitting data between a peripheral device and a user device via a Bluetooth Low Energy connection, comprising: at the peripheral device: transmitting data to the user device in a simulated data stream, the transmitting comprising: identifying a first Bluetooth characteristic for writing data, wherein the first Bluetooth characteristic has an &quot;indicate&quot; property enabled and the first Bluetooth characteristic has been exposed by the peripheral device to the user device in a current connection event; determining a respective data size of the first Bluetooth characteristic; and dividing a data packet that is to be transmitted to the user device into a sequence of data frames plus zero or one remainder in accordance with the respective data size of the identified first Bluetooth characteristic, including: in accordance with a determination that the respective data size of the identified first Bluetooth characteristic is a first size, dividing the data packet into a first sequence of data frames each having the first size, plus zero or one first remainder; and in accordance with a determination that the respective data size of the identified first Bluetooth characteristic is a second size different from the first size, dividing the data packet into a second sequence of data frames each having the second size, plus zero or one second reminder; and for each of the sequence of data frames: writing the data frame to a respective value for the identified first Bluetooth characteristic; and pushing the identified first Bluetooth characteristic for reading by the user device.
3365 | LED-based UV radiation source machine to process coatings | A machine can include a conveyor that receives and conveys a circuit assembly treated with a UV curable coating material; a UV zone that includes LED-based UV radiation sources; a circuit assembly sensor; a heating zone; and a controller that controls power to at least one of the LED-based UV radiation sources based at least in part on information from the circuit assembly sensor. | 1. A machine comprising: a conveyor configured to receive and convey a circuit assembly treated with a UV curable coating material; a UV zone that comprises LED-based UV radiation sources; a heating and humidifying zone disposed fore of the UV zone; a heater; a humidifier; a gas passage; a gas mover that moves humidified gas via the gas passage to the heating and humidifying zone; and a controller that controls the LED-based UV radiation sources, the conveyor, the heater, the humidifier and the gas mover wherein UV radiation of the UV radiation sources comprises a primary cure mechanism and wherein humidity of the humidified gas comprises a secondary cure mechanism that cures UV curable coating material in UV radiation shadow areas of a circuit assembly.
3366 | Diabetes care system for detection of an analyte and method for selective data transmission | A diabetes care system for detection of an analyte and method for selective data transmission are disclosed. The diabetes care system has a mobile component and a base station, wherein a data transmission occurring between the mobile component and the base station within a time interval in which a wireless communication link exists, wherein is selectively performed in such a manner that within the time interval, a first partial set of the data is transmitted from the mobile component to the base station. The first partial set is selected using a processor-controlled selection algorithm in such a manner that the data transmitted in the time interval is representative of the entirety of the data stored in the mobile component. | 1. A diabetes care system for use on a person, comprising: a base station having a communication unit for wirelessly receiving data, a memory unit for storing transmitted data, and optionally an output unit for displaying the transmitted data; and a mobile component configured to be carried by the person and including, a continuous measurement unit implantable in the person for measuring relevant data for treatment of diabetes mellitus, a memory for storing the measured data for the treatment of diabetes mellitus, a communication unit for wirelessly transmitting the measured data for treatment of diabetes mellitus to the base station, and a processor programmed to control a selection algorithm, and cooperatively operable with the communication unit to selectively perform a data transmission in such a manner that within a first time interval, in which a wireless communication link between the mobile component and the base station exists, a first partial set, selected from all of the measured data for treatment of diabetes mellitus stored in the memory of the mobile component, is transmitted from the mobile component to the base station, and the first partial set is selected using the processor-controlled selection algorithm, wherein the selection algorithm selects a subset of the measured data for treatment of diabetes mellitus using a variable time raster without analyzing all of the measured data for treatment of diabetes mellitus stored in the mobile component, identifies one or more outlier values in the subset of data which lie outside a predefined and changeable tolerance band and further selects data from the subset of measured data within a time interval around each of the outlier values using a constant time raster, such that the first partial data set includes the further selected data.
3367 | Personal cloud with a plurality of modular capabilities | A personal cloud structure for a portable computing device such as a tablet personal computer (PC), mobile phones, portable media players, or the like. The personal cloud structure may be fitted with memory, a network connection, two-way wireless charging, external memory slots, external connections and other components to create a portable personal cloud. | 1. A structure configured to connect to a mobile computing device, the structure comprising: a cavity capable of holding the mobile computing device; a power source located exterior to and coupled to the cavity and to a plurality of modules located in the structure and capable of providing power to the plurality of modules; and wherein the plurality of modules include at least one wireless modem which allows the case to wirelessly transmit and receive signals and a medical sensor.
3368 | Mobile X-ray imaging apparatus and method of controlling the same | A mobile X-ray imaging apparatus and a method of controlling the mobile X-ray imaging apparatus are provided. The mobile X-ray imaging apparatus includes an X-ray source mounted in a movable main body, a battery configured to supply operating power to the X-ray source, a charger configured to supply charging power to charge the battery, and a controller configured to block charging of the battery while X-rays are radiated. | 1. A mobile X-ray imaging apparatus comprising: an X-ray source mounted in a movable main body; a battery configured to supply operating power to the X-ray source; a charger configured to supply charging power to charge the battery; and a controller configured to block charging of the battery while X-rays are radiated.
3369 | Home medication manager | A portable self medication management system and method of provided. For example, the system may include a removable tote and docking station. The removable tote including a plurality of receptacles, communicating section for transferring data to and from a docking station and a power reception station for receiving power from the docking station. The docking station including a scanner, a display screen, a controller, a storage device, communicating sections for transmitting data to the removable tote and other external devices and a power transmitting section for transferring power to the removable tote. | 1. A self medication management system, comprising: a removable tote comprising a plurality of receptacles, where each receptacle has at least a sensor and an associated visual indicator, wherein said plurality of receptacles are capable of housing individual unaltered medication containers, and wherein said removable tote further comprises a continuous bottom external surface interspersed between a bottom surface of the unaltered medication containers and a top surface of a docketing station; said docking station comprising: a scanner; at least one display screen; a power supply; and a storage device; and a processor comprising hardware configured to: acquire, using the scanner, medication information from an unaltered medication container holding a medication, the medication information comprising at least an administration time; determine whether the medication information exists in a first database residing on the storage device; if the medication information does not exist in the first database, associate the medication information with location information identifying a receptacle of said plurality of receptacles and store the medication information and the location information in the first database; indicate, using the visual indicator corresponding to the associated receptacle of said plurality of receptacles and the location information, placement of the unaltered medication container in the associated receptacle; confirm placement of the unaltered medication container using the receptacle sensor associated with the receptacle of said plurality of receptacles; notify a user to administer the medication held in the unaltered medication container based on the administration time, and request the user to scan, at the scanner, the unaltered medication container of the notified medication; detect, based on the scan of the unaltered medication container, retrieval of an incorrect unaltered medication container from the plurality of receptacles, and issue a warning of the detection; and provide instructions on the display screen for administering the medication, the instructions based on the medication information.
3370 | System and method of monitoring blood leaks during hemodialysis therapy employing wireless communication | According to at least one example embodiment, a system of monitoring blood leaks during hemodialysis therapy includes a wetness sensing device and a hemodialysis machine. The wetness sensing device is configured to transmit information wirelessly, the information being indicative of an absence of a liquid or a presence of a liquid. The hemodialysis machine includes, or is coupled to, a wireless receiver having two or more antennas. Signals received at the two or more antennas are decoded at the wireless receiver. If decoded signals indicate a detected wetness, the hemodialysis machine is caused to halt blood flow in and out of the machine and generate an alarm. | 1. A system comprising: a wetness sensing device configured to wirelessly transmit information associated with an absence of a liquid or a presence of a liquid; and a hemodialysis machine comprising: a first antenna in communication with a first receiver and a second antenna in communication with a second receiver, the first antenna and the second antenna being configured to: simultaneously wirelessly receive the information; and send the information to the first receiver and the second receiver, respectively; wherein the first receiver is configured to generate a first digital signal based on the information and the second receiver is configured to generate a second digital signal based on the information; and a processor configured to: receive the first digital signal and the second digital signal; calculate, based at least in part on the first digital signal, a first corrected digital signal representing an absence of a liquid or a presence of a liquid; calculate, based at least in part on a the second digital signal, a second corrected digital signal representing an absence of a liquid or a presence of a liquid; and authenticate at least one of the first corrected digital signal and the second corrected digital signal by checking against a cyclic redundancy check/check sum that is part of the first or second corrected digital signal to determine which of the first receiver and the second receiver has received authenticated data.
3371 | Implantable infusion device having voltage boost circuit and selection circuit to alternately connect battery with charging circuit | An implantable infusion device includes a pump, a charge storage unit, and a charging circuit configured to supply current to the charge storage unit from a battery in preparation for actuating the pump. The implantable infusion device also includes a pump actuator circuit configured to actuate the pump using energy from the charge storage unit, and a voltage boost circuit configured to provide a boosted battery voltage generated from the battery. The charging circuit is configured to supply current to the charge storage unit from the voltage boost circuit instead of directly from the battery in response to (i) a comparison of a voltage of the battery with a predetermined threshold and (ii) a comparison of a voltage of the charge storage unit with the voltage of the battery. | 1. An implantable infusion control device comprising: a charge storage unit; a pump actuator circuit configured to actuate a pump using energy from the charge storage unit; a voltage boost circuit configured to generate a boosted battery voltage from a battery voltage provided by a battery; a charging circuit configured to supply a current to the charge storage unit; and a selection circuit configured to alternately connect: the charging circuit to the battery voltage, bypassing the voltage boost circuit; and the charging circuit to the boosted battery voltage, wherein the selection circuit is configured to switch between the boosted battery voltage and the battery voltage in response to (i) a comparison of the battery voltage with a predetermined threshold and (ii) a comparison of a voltage of the charge storage unit with the battery voltage.
3372 | Implantable medical leads | An assembly for a medical lead includes an elongated lead body, and a conductive element located at a distal portion of the lead body. The conductive element substantial!)′ encircles a longitudinal axis of the lead body. The assembly further includes a plurality of insulated conductors extending within the lead body, each of the insulated conductors being in electrical contact with the conductive element and extending to a proximal end of the lead body. Each of the insulated conductors contacts a different circumferential portion of the conductive element. The conductive element is configured to facilitate mechanical and electrical separation of different circumferential portions of the conductive element to form two or more electrode segments for the medical lead from the conductive element. | 1. A method of manufacturing a medical lead, the method comprising: removing material from a conductive element to mechanically separate a plurality of circumferential portions of the conductive element from each other to form two or more electrode segments from the conductive element, wherein the conductive element is part of an assembly, the assembly comprising: an elongated lead body, the conductive element, wherein the conductive element is located at a distal portion of the lead body, wherein the conductive element substantially encircles a longitudinal axis of the lead body, wherein the plurality of circumferential portions are configured to form the electrode segments of the medical lead, and wherein at least one portion of the conductive element is configured to be removed, the at least one portion being different from the circumferential portions and extending outward beyond an outer surface of the circumferential portions until removed, and a plurality of insulated conductors extending within the lead body, each of the insulated conductors being in electrical contact with the conductive element and extending to a proximal end of the lead body, wherein each of the insulated conductors is electrically coupled to a different one of the plurality of circumferential portions of the conductive element before removing material from the conductive element, and wherein each of the insulated conductors contacts a different one of the electrode segments after removing the material from the conductive element to form the electrode segments.
3373 | Self resonant transmitting device | A device for powering an implant within a body of a subject from a location external to the subject, wherein the implant requires a threshold rate of power increase in order to operate in at least one mode, may include an antenna configured to wirelessly transmit energy to the implant. The device may also include a power storage unit configured to store energy from a power source incapable of delivering the threshold rate of power increase to enable the implant unit to operate in the at least one mode and a power release unit configured to release a pulse of energy from the power storage unit to the antenna after the power storage unit collects an amount of energy sufficient to enable the implant unit to operate in the at least one mode. | 1. A device for transmitting power from a location external to a body of a subject to an implant unit internal to the body of the subject, the device comprising: an external circuit including an antenna and a self-resonant transmitter circuit adjustable to change a resonant frequency; and a processor configured to cause delivery of an impulse of energy to the external circuit to excite the external circuit and generate a signal at a frequency within the external circuit to be transmitted to the implant unit by the antenna, and adjust the self-resonant transmitter circuit to provide a match between the resonant frequency of the self-resonant transmitter circuit included in the external circuit and the frequency of the signal generated within the external circuit.
3374 | Active acoustic filter with automatic selection of filter parameters based on ambient sound | Active acoustic filter systems and methods are disclosed. An active acoustic filter system includes a memory storing one or more stored sound profiles and a respective set of processing parameters associated with each of the one or more stored sound profiles. A processor coupled to the memory generates processed sound by processing ambient sound in accordance with a set of processing parameters retrieved from the memory based on results from comparing an ambient sound profile to at least one of the one or more stored sound profiles. | 1. An active acoustic filter system, comprising: a microphone, a preamplifier, and an analog to digital converter to convert ambient sound experienced by the active acoustic filter system into digitized ambient sound; a memory storing one or more stored sound profiles and a respective set of processing parameters associated with each of the one or more stored sound profiles; a processor coupled to the memory and configured to: analyze the digitized ambient sound to create an ambient sound profile, determine whether or not the ambient sound profile matches one of the one or more stored sound profiles, when the ambient sound profile matches one of the one or more stored sound profiles: retrieve the set of processing parameters associated with the stored sound profile that matches the ambient sound profile, and generate digitized processed sound by processing the digitized ambient sound in accordance with the set of processing parameters retrieved from the memory, and when the ambient sound profile does not match one of the one or more stored sound profiles: generate digitized processed sound by processing the digitized ambient sound in accordance with processing parameters set by a user that indicate a listening preference of the ambient sound experienced by the active acoustic filter system, wherein the listening preference at least includes suppressing a decibel level of a first frequency range of the digitized ambient sound with respect to a decibel level of a second frequency range of the digitized ambient sound, and store, in the memory, the ambient sound profile in association with the processing parameters set by the user; and a digital to analog converter, an amplifier, and a speaker to convert the digitized processed sound output from the processor into processed output sound, wherein the processed output sound is a modified version of the ambient sound experienced by the active acoustic system that reflects the user'ss listening preference of the ambient sound experienced by the active acoustic filter system when the ambient sound profile does not match one of the one or more stored sound profiles.
3375 | Methods and systems for assessing psychological characteristics | A method for assessing a pre-cognitive emotional response from a test subject, using responses obtained during the first moments of brain activity after presentation of a stimulus, includes exposing the test subject to a visual stimulus for between approximately 500 milliseconds and approximately 1 second, and receiving an input from the subject while the subject is exposed to the visual stimulus or within approximately 300 milliseconds after the subject is first exposed to the stimulus. The method further includes storing, in response to receiving the input, a user response that identifies one of a plurality of emotional reactions that is associated with the visual stimulus. Each of the exposing, receiving, and storing acts is repeated for a plurality of visual stimuli. The method further includes determining, based on each of the stored user responses, one or more dominant emotional characteristics of the subject. | 1. A method comprising: maintaining a set of visual stimuli, each of the visual stimuli being associated with an identified emotional reaction that is likely to be elicited in a subject to whom the stimulus is presented, identifying to a subject, by computer through a user interface, a context with which emotional reactions are to be associated; after identifying the context to the subject, presenting, to the subject, by a computer through a presentation interface, the visual stimuli to the subject, including, for each visual stimulus: presenting the visual stimulus for a limited period of time having a predefined duration of more than 500 milliseconds and less than 1000 milliseconds, the duration of the limited period of time being enforced by computer and being sufficiently brief as to limit or prevent cognitive processing of the visual stimulus by the subject, ending the presenting of the visual stimulus at the end of the limited period of time, providing a grace period immediately following the end of the limited period of time, the grace period having a predefined duration of up to 300 milliseconds during which none of the visual stimuli is presented, the duration of the grace period being enforced by computer, and presenting a subsequent visual stimulus at the end of the grace period; by a computer, receiving a response, by the subject, to at least one of the visual stimuli during a response period including the first limited period of time and the grace period, the response of the subject to a particular visual stimulus representing a emotional reaction of the subject to the particular visual stimulus in relation to the context; by a computer, storing information that represents the pre-cognitive emotional reaction of the subject to each of the at least one visual stimuli for which a response was received; and by a computer, determining, based on at least some of the stored information, one or more dominant emotional characteristics of the subject in relation to the context.
3376 | Time heuristic audio control | A time heuristic audio control system, comprises a receiver for receiving time-based data from a personal computing device and a memory storing one or more sets processing parameters comprising instructions for processing the ambient sound based upon the time-based data. The system further includes a processor coupled to the memory and the receiver configured to adjust the ambient sound as directed by a selected set of processing parameters retrieved from the memory to create adjusted audio, the selected set of processing parameters retrieved based upon the time-based data and at least one speaker for outputting the adjusted audio. | 1. A time heuristic audio system, comprising: a receiver configured to receive time-based data, the time-based data at least indicating that the time heuristic audio system is scheduled to move to a particular event or a particular location at a predetermined time where the particular event or particular location is expected to have predetermined ambient sound characteristics; an audio processing system configured to receive ambient sound and to convert the ambient sound into a digitized ambient sound signal; a memory storing one or more sets of processing parameters comprising instructions for processing the digitized ambient sound signal based upon the time-based data; and a processor coupled to the memory and the receiver, the processor configured to: in response to manually altered processing parameters entered by a user via a user interface, store the time-based data and the manually altered processing parameters together in the memory; in the event the time-based data and the manually altered processing parameters are stored together in the memory more than a threshold number of times, update the instructions stored in the memory to retrieve the manually altered processing parameters when the time-based data occurs; compare current time data to the time-based data; in the event the current time data matches the time-based data and the instructions stored in the memory have been updated, adjust the digitized ambient sound signal according to the manually altered processing parameters stored in the memory to create an adjusted digitized sound signal; and in the event the current time data matches the time-based data and the instructions stored in the memory have not been updated, adjust the digitized ambient sound signal as directed by a selected set of processing parameters retrieved from the memory to create the adjusted digitized sound signal, the selected set of processing parameters retrieved based upon the time-based data wherein the audio processing system is configured to convert the adjusted digitized sound signal into adjusted ambient sound for output using at least one speaker.
3377 | Modular voice amplification system for protective mask | Disclosed is a modular voice amplification system for a protective mask that allows connection of a single amplifier assembly to masks of varying configurations through minimal adjustment of the system. Adapter plates in the form of mounting brackets are provided, each of which is configured for attachment to the single amplifier assembly, but is individually configured for attachment to protective masks of varying configurations through differing attachment mechanisms provided on each adapter plate. | 1. A modular voice amplification system for a protective mask, comprising: a voice amplifier module having a front cover and a back cover, at least one electrical connector extending outward from said back cover, and a plurality of connector hubs extending outward from said back cover; a first mounting bracket comprising: a first flat plate having a front side configured to sit flat against said back cover and having a plurality of openings configured to align with said plurality of connector hubs when said first flat plate is positioned against said back cover; a male electrical plug extending outward from a back side of said first mounting bracket and positioned for electrical connection to said at least one electrical connector on said voice amplifier module when said first flat plate is positioned against said back cover; and a plurality of retainer clips configured to removably attach said first mounting bracket to an exterior rim of a mouthpiece of a protective mask; and a second mounting bracket comprising: a second flat plate having a front side configured to sit flat against said back cover and having a plurality of openings configured to align with said plurality of connector hubs when said second flat plate is positioned against said back cover; an electronics connection hub extending outward from a back side of said second mounting bracket and positioned for electrical connection to said at least one electrical connector on said voice amplifier module when said second flat plate is positioned against said back cover, an electrical cable extending from said electronics connection hub, and an electrical connector positioned at an end of said electrical cable; and a plurality of retainer clips configured to removably attach said second mounting bracket to an interior rim of a mouthpiece of a protective mask.
3378 | Method of estimating the position of a device and an apparatus implementing the same | There is provided a method of detecting erroneous measurements of the position of a device, the device comprising position measurement means, the method comprising determining the state of motion of a user of the device from a plurality of possible states; predicting the position of the device using a plurality of models and the determined state of motion of the user, each model corresponding to a respective one of the plurality of possible states; measuring the position of the device using the position measurement means; comparing the predicted position of the device to the measured position of the device; and determining whether the measured position of the device is erroneous based on the result of the step of comparing. | 1. A method of detecting erroneous measurements of a position of a device, the device comprising position measurement means, the method comprising: determining a state of motion of a user of the device from a plurality of possible states; predicting a predicted position of the device using a plurality of models, wherein each model has a separate prediction and output functions corresponding to a respective one of the plurality of possible states, and the determined state of motion of the user, wherein the predicting includes assigning weights to outputs of the plurality of models to determine an influence of each of the plurality of models on the predicted position; measuring a measured position of the device using the position measurement means; comparing the predicted position of the device to the measured position of the device; and determining whether the measured position of the device is erroneous based on a result of the step of comparing.
3379 | Removable heat management for recharge coils | Devices, systems, and techniques for managing heat generated in coils for wireless energy transmission are disclosed. Inductive coupling between two coils (e.g., a primary coil and a secondary coil) may be used to recharge the power source of an implantable medical device. A phase change material may be thermally coupled to the primary coil to absorb heat generated during the inductive coupling and reduce temperature increases of the primary coil. In one example, the phase change material may be configured to absorb heat from an energy transfer coil. A housing may be configured to contain the phase change material and a coupling mechanism may be configured to removably attach the housing to the energy transfer coil. | 1. A heat sink device comprising: a material configured to absorb heat from an external energy transfer coil that transfers energy to a rechargeable power source of an implantable medical device via an implantable energy transfer coil of the implantable medical device; a first housing configured to house the material and mate with a second housing that houses the external energy transfer coil; and a coupling mechanism configured to removably attach the first housing of the heat sink device to the second housing of the external energy transfer coil.
3380 | Adjustable tuning of a dielectrically loaded loop antenna | A microwave antenna assembly is disclosed. The antenna assembly includes an elongated member defining a longitudinal axis and having proximal and distal ends. The antenna assembly also includes an outer conductor and an inner conductor each disposed within the elongated member and extending along the longitudinal axis. A portion of the inner conductor is deployable relative to the outer conductor such that the antenna assembly may transition from a first configuration to a second configuration. The antenna assembly also includes an expandable sheath at least partially disposed about a distal portion of the inner conductor and defining at one or more lumens configured to couple to a supply of dielectric material used to regulate the expansion of the expandable sheath. | 1. A microwave antenna assembly comprising: an elongated member defining a longitudinal axis and having proximal and distal ends; an outer conductor and an inner conductor each disposed within the elongated member and extending along the longitudinal axis, at least a portion of the inner conductor being deployable relative to the outer conductor; and an expandable sheath at least partially disposed about a distal portion of the inner conductor and defining at least one lumen configured to receive a supply of a dielectric material to expand the expandable sheath, the inner conductor having a hemi-spherical cross-section.
3381 | Forcible entry training device | A forcible entry training simulator. The simulator has a clamping structure that allows for hinges to be affixed and cut by a trainee in the same manner as would have to be accomplished for forcible entry into a building. The simulator has plunge-cutting and lock-pulling simulators as well. In addition, the simulator has a stabilizing wheel structure utilized to allow easy transport and handling of the simulator. The structure of the simulator allows low cost alternatives to materials to be used to provide the same level of training as though actual hinges, doors, and locks were being utilized, but without the significant expense of utilizing actual real-world materials in training where the materials will, of necessity, be destroyed. | 1. A forcible entry training device comprising: a bottom plate; a frame mounted to the bottom plate; a door mounted within the frame with hinges attached to the door and the frame, the door having openings to accommodate one or more lock-pulling simulators and one or more plunge cutting simulators; a lock-pulling simulator mounted within the door; a plunge cutting simulator mounted within the door; an axle and wheel assembly mounted to the bottom plate; and a stabilizing wheel assembly mounted to the outside of the frame above the axle and wheel assembly, the stabilizing wheel assembly hingedly attached to the frame with a bracket and pin, the pin extending through the bracket and the stabilizing wheel assembly.
3382 | Light source module of optical apparatus and operating method thereof | A light source module of an optical apparatus is disclosed. The light source module includes a laser pump unit, a lens unit, and a fiber unit. The laser pump unit generates a laser source. The lens unit converts the laser source into a condensed beam. The fiber unit receives the condensed beam and emits an optical signal. The light source module can achieve effects of low cost, large bandwidth, high resolution, and high stability with well-designed pump power of the laser pump unit, and length, doping material, and core size of the fiber unit. | 1. A light source module, applied in an optical apparatus, the optical apparatus comprising an optical module and an interference module, and the optical module being disposed between the light source module and the interference module, the optical module comprising a collimating lens and a multi-mode fiber, the light source module comprising: a laser pump unit comprising a butterfly package type laser diode, for generating a laser source; a lens unit, for converting the laser source into a condensed beam; and a fiber unit, for receiving the condensed beam and emitting a first optical signal to the optical module, and the optical module emitting a second optical signal to the interference module and then the interference module providing a first incident light and a second incident light to an object to be detected and a curved surface reference mirror respectively.
3383 | Modular communicator for use in life critical network | A modular patient communicator provides for communications with a patient implantable medical device (PIMD) and connectivity with a central authority (CA) via an unsecured network. Medical firmware and a radio facilitate wireless interrogation of the PIMD and acquisition of PIMD data. A universal communications port facilitates mechanical and signal connectivity with one or a multiplicity of disparate detachable modules, some of which provide the communicator with an external communications facility and have disparate communication protocols. The communicator is devoid of an external communications facility other than the radio and universal communications port. Life critical network software is executed in cooperation with an attached module to cause the communicator to transmit a request to a network access facility for a connection to the unsecured network, authenticate the communicator to the CA, and facilitate secured communication between the communicator and CA upon successful communicator authentication. | 1. A modular communicator for communicating with physiological sensors comprising: a housing; a processor disposed in the housing; a user interface in communication with the processor; a universal communications port supported by the housing and in communication with the processor, the communications port comprising a connector configured to mechanically detachably engage with each of a plurality of disparate modules, wherein the processor is configured to establish connectivity with one or more particular physiological sensors through one or more mechanically engaged module of the plurality of disparate modules; memory disposed in the housing and coupled to the processor, the memory configured to store program instructions for communication with each of the one or more particular physiological sensors; wherein the processor is configured to communicatively couple to a network communication hub by executing program instructions stored on at least one mechanically engaged module of the plurality of disparate modules.
3384 | Multiple aperture hand-held laser therapy apparatus | A hand-held therapeutic laser apparatus with a special opto-mechanical construction, which enables changeability of a front collimating lens to create different effective laser apertures. A smaller effective aperture has a comparatively higher radiant flux density for treatment of a small area that requires a higher energy dose, while a larger effective aperture facilitates treatment of a large area at a relatively reduced radiant intensity. | 1. A therapeutic laser apparatus comprising: an encasement adapted to be hand-held; a base assembly in the encasement, the base assembly comprising a laser diode configured to generate a monochromatic laser beam and the base assembly being configured to emit a diverging laser beam; and at least two head assemblies removably enagageable with the base assembly, each head assembly comprising: a lens mount having an axial dimension; and a collimating lens on the lens mount configured to create an approximately coherent, approximately circular, collimated final beam; the axial dimension of the lens mount of a first one of the head assemblies being different from the axial dimension of the lens mount of a second one of the head assemblies, and a size of the collimating lens of the first one of the head assemblies being different from a size of the collimating lens of the second one of the head assemblies; when the first one of the at least two head assemblies is engaged with the base assembly, the collimating lens of the first head assembly intercepting, at a first distance from the base assembly, the diverging beam emitted from the base assembly, and when the second one of the at least two head assemblies is engaged with the base assembly, the collimating lens of the second head assembly intercepting, at a second distance from the base assembly different from the first distance, the diverging beam emitted from the base assembly; when in use with the base assembly, the first head assembly creating a first collimated final beam having a lateral beam dimension different from a corresponding lateral beam dimension of a second collimated final beam created by the second head assembly when in use with the base assembly.
3385 | Monitoring system and device with sensors that is remotely powered | A wearable device includes a wearable device structure and an electronic circuitry coupled to one or more sensors. The one or more sensors detect or measure wearable device user information selected from of at least one of, a wearable device user's activities, behaviors and habit information, and a wearable device user's health. A power receiving device is coupled to the electronic circuit and is in communication with a power transmitting device. | 1. A wearable device, comprising: a wearable device structure, the wearable device structure including a first end and a second end; an electronic device coupled to the wearable device structure, subsystem, the electronic device including a payment activity manager configured to receive from a user payment configuration parameters for each of a designated third party to receive payments, the payment activity manager including a designated third party payment data base that includes designated third party settings with third party IP addresses, payment sources for each of a designated third party, and method of payment, the payment activity manager performing a comparison for each of a designated third party to receive a payment, the payment activity manager performing an authentication of a designated third party for a payment and a tracking of payments for each of a payment transaction to the one or more designated third parties including an initiation of a payment and a conclusion of a payment from the user, the payment activity manager associating one or more transaction contexts of a designated third party payment prior to payment, the payment activity manager configured to adjust payment settings made by the user or requested by a designated third party to receive payments; an electronic circuitry coupled to the one or more sensors; and a power receiving device at the electronic device.
3386 | Systems and methods for remotely tuning hearing devices | A method of tuning a hearing device includes sending a test signal to a model of a hearing device that may be remote from the actual hearing device being tuned. The test signal is encoded by the model and sent to the hearing device being tuned. The user of that hearing device sends a response signal based at least in part on the encoded test signal. This response is received and compared to the original test signal. Thereafter, an operational parameter is sent to the hearing device based on the comparison. | 1. A system for tuning a hearing device, the system comprising: a first transmitter for sending a test signal to a model of the hearing device; an encoder for encoding the test signal using the model of the hearing device, wherein the model identifies a type of the hearing device being tested; a processor for setting a parameter of the model, wherein the parameter is based at least on a measured response; a second transmitter for sending the encoded test signal to the hearing device associated with a user; a receiver for receiving a user response, wherein the user response is provided in response to the encoded signal; and a comparison module for comparing the user response to the test signal.
3387 | Methods and systems for providing notifications based on user activity data | Systems and methods are presented for providing notifications based on user activity data. In some embodiments, a method is presented. The method may include accessing first sensor data associated with a first activity of a user. The method may also include determining that the user is engaged in the first activity based at least in part on the first sensor data, receiving a notification while the user is engaged in the first activity, and determining to not present or in other words, hold the notification while the user is engaged in the first activity. In some embodiments, the method may also include accessing second sensor data associated with the user, determining that the user is no longer engaged in the first activity based at least in part on the second sensor data, and presenting the notification while the user is no longer engaged in the first activity. | 1. A method comprising: accessing, in a device, first sensor data associated with a first activity of a user; determining, by a hardware processor, that the user is engaged in the first activity based at least in part on the first sensor data; receiving, by the device, a notification while the user is engaged in the first activity; determining to hold the notification based on the determining that the user is engaged in the first activity; accessing second sensor data associated with the user; determining that the user is no longer engaged in the first activity based at least in part on the second sensor data; presenting, by the device, the notification based on the determining that the user is no longer engaged in the first activity; receiving, by the device, a second notification while the user is engaged in the first activity; accessing a second priority specification associated with the second notification, the second priority specification indicating a level of priority for presenting the second notification compared to other notifications; determining to present the second notification on the device while the user is engaged in the first activity based on the second priority specification; and receiving, at the device a setting indicting that auction notifications be identified as high priority within a predetermined amount of time of an expiration of an associated auction, wherein the second notification comprises an auction notification; and wherein the determining to present the second notification on the device is based on the predetermined amount of time until the expiration of the associated auction.
3388 | Systems and methods for wirelessly powering or communicating with sterile-packed devices | Systems and methods are disclosed herein that can allow for wirelessly powering and/or communicating with a sterile-packed electronic device without removing the electronic device from its sterile packaging and while maintaining the sterility of the electronic device. In some embodiments, a base station with a power transmitter wirelessly transfers power to a power receiver of the electronic device, for example using inductive, capacitive, or ultrasonic coupling. The base station or another external device can also be used to wirelessly program or interrogate the electronic device. Battery charging circuits and switching circuits for use with said systems and methods are also disclosed. | 1. A surgical method, comprising: aligning a power receiver of a surgical electronic device with a power transmitter of a base station; wirelessly transferring power from the power transmitter to the power receiver through a sterile container in which the electronic device is disposed; upon receipt of wireless power, automatically initiating communications with the base station; and wirelessly communicating medical data to the electronic device from the base station.
3389 | Microfluidic delivery system for releasing fluid compositions | A microfluidic refill includes a reservoir having a hollow body and an opening; a transport member in fluid communication with the reservoir; and a lid enclosing the opening of the reservoir. The lid is in fluid communication with the transport member. The lid comprises a rigid microfluidic delivery member. The rigid microfluidic delivery member includes a die and electrical traces that are in electrical communication with the die, wherein the electrical traces terminate at electrical contacts, wherein the electrical traces are disposed on only one plane. The die has a fluid chamber in fluid communication with the transport member at an inlet of the fluid chamber and with an orifice at an outlet of the fluid chamber and. | 1. A method of connecting a microfluidic delivery refill with a housing, wherein the microfluidic delivery refill comprises a rigid microfluidic delivery member having a die and electrical leads that are in electrical communication with the die, wherein the electrical leads terminate at electrical contacts, wherein the electrical contacts are disposed on a first plane, wherein the microfluidic delivery refill comprises a reservoir that contains a perfume composition, wherein the die comprises a silicon support substrate and a conductive layer that is disposed on the silicon support substrate, wherein the conductive layer comprises at least one heater, wherein the housing comprises electrical contacts, the method comprising the steps of: electrically connecting the electrical contacts of the microfluidic delivery refill with the electrical contacts of the housing by sliding the microfluidic delivery refill toward an interior of the housing in only one direction that is parallel with the first plane.
3390 | Appendage mountable electronic devices conformable to surfaces | Disclosed are appendage mountable electronic systems and related methods for covering and conforming to an appendage surface. A flexible or stretchable substrate has an inner surface for receiving an appendage, including an appendage having a curved surface, and an opposed outer surface that is accessible to external surfaces. A stretchable or flexible electronic device is supported by the substrate inner and/or outer surface, depending on the application of interest. The electronic device in combination with the substrate provides a net bending stiffness to facilitate conformal contact between the inner surface and a surface of the appendage provided within the enclosure. In an aspect, the system is capable of surface flipping without adversely impacting electronic device functionality, such as electronic devices comprising arrays of sensors, actuators, or both sensors and actuators. | 1. An appendage mountable electronic system, said system comprising: a flexible or stretchable substrate having an inner surface and an outer surface, wherein the inner surface defines an enclosure capable of receiving an appendage having a curved surface; and a flexible or stretchable electronic device comprising one or more sensors, actuators or both supported by the inner surface or the outer surface of said flexible or stretchable substrate; said sensors, actuators or both comprising one or more inorganic semiconductor components, one or more metallic components, or one or more inorganic semiconductor components and one or more metallic components; wherein at least a portion of said inorganic semiconductor components, metallic components or both has a thickness less than or equal to 500 microns; wherein said flexible or stretchable substrate and said electronic device provide a net bending stiffness of the system low enough such that the inner surface of the substrate is capable of establishing conformal contact with a surface of said appendage provided within said enclosure.
3391 | Systems for simplifying a detector head | Various methods and systems are provided for a detector head for an imaging system. The detector head comprises a detector module comprising at least one detector element for detecting radiation and detector electronics, and a shaft to which the detector module is coupled, the detector module configured to rotate more than 360 degrees about the shaft in at least one direction. | 1. A detector head for an imaging system, comprising: a detector module comprising at least one detector element for detecting radiation and detector electronics; and a shaft to which the detector module is coupled, the detector module configured to rotate more than 360 degrees about the shaft in at least one direction, wherein the detector head is configured to accelerate a rotation of the detector module about the shaft when the detector module is oriented away from a subject during a focused scanning mode.
3392 | Reconfigurable measuring apparatus and method for controlling apparatus | A reconfigurable measuring apparatus includes a first chopper configured to modulate an input signal, and an amplifier configured to amplify an output signal of the first chopper. The reconfigurable measuring apparatus further includes a second chopper configured to demodulate an output signal of the amplifier, and a controller configured to control the first chopper and the second chopper based on a measurement mode. | 1. A reconfigurable measuring apparatus comprising: a first chopper configured to modulate an input signal; an amplifier configured to amplify an output signal of the first chopper; a second chopper configured to demodulate an output or internal signal of the amplifier; and a controller configured to control the first chopper and the second chopper based on a measurement mode, wherein the controller is configured to control the first chopper to modulate the input signal in response to the measurement mode being a biopotential measurement mode, and wherein the controller is configured to control the first chopper to pass the input signal unmodulated in response to the measurement mode being an impedance measurement mode.
3393 | Device-independent neurological monitoring system | A system that analyzes neurological signals is described. During operation, the system monitors neurological signals from users at multiple locations, where the neurological signals are associated with different electrode configurations. Then, the system modifies the monitored neurological signals to correct for the different electrode configurations so that a resulting set of modified neurological signals corresponds to a common electrode configuration, thereby facilitating subsequent identification of a subset of the set of modified neurological signals. | 1. A computer-implemented method for analyzing neurological signals, comprising: monitoring neurological signals from users at multiple separate locations, wherein the neurological signals are associated with different electrode configurations; using a computer, modifying the monitored neurological signals to correct for the different electrode configurations so that a resulting set of modified neurological signals corresponds to a common electrode configuration so that a subset of the set of modified neurological signals can be identified, wherein the modifying involves at least one of: interpolating between the monitored neurological signals associated with a pair of adjacent electrodes in a given electrode configuration; interpolating between the monitored neurological signals associated with the pair of adjacent electrodes in the given electrode configuration based on the neurological signals associated with at least another electrode in the given electrode configuration; extrapolating the monitored neurological signals associated with at least a subset of the electrodes in the given electrode configuration; implied data correlation; and duplication of at least some of the monitored neurological signals; determining a neurological signature characteristic of a behavior exhibited or performed by multiple individuals corresponding to the monitored neurological signals, wherein the neurological signature includes a subset of the set of modified neurological signals; and providing a recommendation that guides improvements of the behavior based on the neurological signature.
3394 | Attachment apparatus for a crutch | An attachment apparatus for a crutch including a pair of horizontal supports, a rectangular attachment having a back side and a front side, and a pair of clips. The pair of horizontal supports includes an upper support and a lower support. A right end of each of the upper support and the lower support, and a left end of each of the upper support and the lower support are attached to a right side support of a crutch and a left side support of a crutch, respectively. The pair of clips includes an upper clip and a lower clip. Each of the upper clip and the lower clip has a female receptor and a male member. Each of the female receptors is disposed on each of the pair of horizontal supports, and each of the male members is disposed on the back side of the attachment. | 1. An attachment apparatus for a crutch comprising: a pair of horizontal supports comprising an upper support and a lower support, each of the upper support and the lower support having a right end, a left end, and a front surface, wherein the right end of each of the upper support and the lower support and the left end of each of the upper support and the lower support are attached to a right side support of a crutch and a left side support of the crutch, respectively; wherein the upper support is disposed parallel to the lower support; a rectangular attachment having a back side and a front side; a pair of clips comprising an upper clip and a lower clip, each of the upper clip and the lower clip having a female receptor and a male member, wherein the female receptor of each of the upper clip and the lower clip is medially disposed on the front surface of each of the upper support and the lower support, respectively, and the male member of each of the upper clip and the lower clip is medially disposed on the back side of the attachment; wherein the female receptor of the upper clip is colinearly disposed with the female receptor of the lower clip; wherein the male member of the upper clip is colinearly disposed with the male member of the lower clip; wherein the male member of each of the upper clip and the lower clip simultaneously removably engages the female receptor of each of the upper clip and the lower clip, respectively; wherein the attachment further comprises an aperture disposed through a to surface of the attachment to proximal a bottom surface of the attachment, wherein a width of the attachment aperture and a length of the attachment aperture substantially conforms to a width of a cellular phone and a length of the cellular phone, respectively; wherein the pair of clips is plastic.
3395 | Preservative-free single dose inhaler systems | An aerosolization system includes a container that is configured to deliver a unit dosage of a liquid when squeezed a single time. The system also includes an aerosolizer that is constructed of a housing defining a mouthpiece, and an aerosol generator disposed in the housing. The aerosol generator includes a vibratable membrane having a front face and a rear face, and a vibratable element used to vibrate the membrane. Further, the housing includes an opening that is adapted to receive a unit dosage of the liquid from the container. The opening provides a liquid path to the rear face of the vibratable membrane. | 1. A method comprising: providing a container comprising a container body and a nozzle, the container being configured to deliver a dosage of a liquid from the nozzle when manually actuated, wherein the nozzle has a central axis; providing an aerosolizer comprising: a housing defining a mouthpiece, the housing having an opening configured to receive the dosage of liquid; a cover movably attached to the housing so as to be movable between an open position where the opening is exposed and a closed position where the opening is covered; an aerosol generator disposed entirely within the housing, wherein the aerosol generator comprises a vibratable membrane having a front face, a rear face and a plurality of apertures that extend between the front face and the rear face, and a vibratable element used to vibrate the membrane, wherein the vibratable element is annular in geometry, surrounds the apertures and is planar along a lateral plane; moving the cover to the open position; positioning the nozzle over the opening using a human hand such that the central axis of the nozzle is perpendicular to the lateral plane; manually actuating the container with the human hand while the container is outside the housing to dispense the dosage of liquid from the nozzle and into the opening, whereupon the entire dosage of liquid flows directly through the opening along a flow path that is aligned with the central axis and to the rear face of the vibratable membrane where it is stored on the rear face until the vibratable element is energized to aerosolize the entire dosage of liquid stored on the rear face.
3396 | Method and apparatus for controlling an implantable medical device | A system and methods of maintaining communication with a medical device for exchange of information, instructions, and programs, in a highly reliable manner. Apparatus and methods for accomplishing this task include: 1) The inclusion of a locating device in the system, in close proximity to an implanted device, but which does not drain the implanted device battery. The locating device may be implanted or external to the body. 2) The use of motion detection and global positioning system devices to locate elements within a communicating system for the medical device; 3) The assessment of received signal quality by elements of the system; 4) The use of a notification system for a device user who is moving out of range of communications; and 5) Documenting the absolute and functional integrity of instructions received by the medical device. | 1. A medical treatment system having an implantable medical device, which system provides location information pertaining to a person in whom the device is implanted, to facilitate communication between the device and a remote location, said system comprising: (1) electronic medical apparatus adapted to be implanted in a human, a so-called implantable medical device (&quot;IMD&quot;), comprising, in combination: (a) a first transmitting/receiving (&quot;T/R&quot;) device for at least one of (i) transmitting information to, and (ii) receiving at least one control signal from, at least one remote location; (b) a medical treatment device, coupled to said first T/R device, for treating said patient; (2) a first locator device, adapted to be located in the close vicinity of said human in whom said device is implanted, comprising a wireless first locator transmitting device, operative to transmit first locator signals; (3) a plurality of second locator devices, each comprising: (a) a second locator receiving device, operative to receive said first locator signals; (b) a communication quality assessment device, coupled to said second locator receiving device, for assessing the quality of the received first locator signals, and for producing a communication quality signal in dependence upon the assessed quality of said first locator signals; and (c) a second locator transmitting device, coupled to said communication quality assessment device, for transmitting said communication quality signal; (4) a communication device, comprising (a) a second T/R device, for: (i) receiving said communication quality signals from each of the second locator transmitting devices, and (ii) transmitting a low communication quality signal; (b) a second T/R controlling device, coupled to said second T/R device, for (i) indicating a state in which the quality represented by each of said communication quality signals is less than an acceptable value, wherein said acceptable value corresponds to a minimum acceptable communication quality, and (ii) in response to said indication, causing said second T/R device to transmit a low communication quality signal; wherein: (a) each of said communication quality assessment devices determines information concerning the location of said first locator device based on at least one of: (i) the detection of said first locator signals by said second locator device, (ii) the absence of a detected first locator signal by said second locator device, and (iii) the quality of said detected first locator signals; (b) each of said second locator devices is operative to transmit said information concerning the location of said first locator device to said communication device; and (c) said second T/R controlling device is operative to provide said low communication quality signal indicating that none of the second locator devices is receiving a first locator signal with quality greater than or equal to said acceptable value; whereby (1) said first locator device provides information about the location of said IMD, without electrical interaction with the IMD; and (2) said system indicates when said human in whom said IMD is implanted is out of communications range of said second T/R device.
3397 | Fitness training system with energy expenditure calculation that uses multiple sensor inputs | Systems and methods for prompting a user to perform an exercise and monitoring the exercise are provided. Multiple independent sensors or sensor systems may be used to calculate energy expenditure. Various criteria may be used to manually or automatically select the independent sensor or sensor system or combination that will be used with the energy expenditure calculations. | 1. A computer-implemented method for use with a user performing an exercise, comprising: monitoring, with a first sensor, athletic activity of the user while performing the exercise; monitoring, with a second sensor, the athletic activity of the user while performing the same exercise; selecting, by a computer processor, one of the first sensor and the second sensor to calculate an energy expenditure estimate of the user corresponding to the exercise; displaying, by a first display device associated with a selected sensor, from the first sensor and the second sensor, the energy expenditure estimate of the user; and displaying, on a second display device associated with a non-selected sensor, from the first sensor and the second sensor, the same energy expenditure estimate of the user displayed-on the first display device associated with the selected sensor, wherein the selecting of the one of the first sensor and the second sensor comprises selecting the first sensor for a first portion of the exercise and the second sensor for a second portion of the exercise.
3398 | Layered manufacturing of free-form multi-material micro-components | The present invention relates to layer manufacturing, more particularly to a method for additive layer manufacturing of objects comprised of more than one material with free-form capability for all included materials. The invention can for example be used for producing packaging for Microsystems where the ceramic acts as an insulator and the secondary material is used to produce electrical or optical 3D conductor lines or electrical or optical 3D vias. The fine powder used in this method enables it to be used for building components with small feature size and demand for high precision. Other intended uses for this method is to build small mechanical precision parts or grinding tools, dental objects or medical implants. | 1. A method for additive layer manufacturing of objects comprised of a plurality of materials with free-form capability for each material, the method including the steps of: providing a flat substrate as a platform, forming a support for building a powder object; hydrophobizing selected parts of the flat substrate by applying a hydrophobic solution, forming at least one hydrophobic area; spreading a water-based powder suspension comprised of particles with a size less than 5 micrometers (μm) in a powder layer with a thickness less than 50 μm; applying a binder to parts of the powder layer that are retained in the powder object; applying at least one of a powder suspension or a powder paste as a secondary material to gaps in the powder layer, wherein the gaps are created by a hydrophobic repulsion of the water-based powder suspension; repeatedly adding other powder layers, other hydrophobic areas, the binder, and at least one of the secondary materials to build the powder object of a desired shape and size; clearing loose powder from the powder object; and performing thermal treatment to remove the binder from the powder object and to sinter the powder object to a solid body.
3399 | Performance monitoring systems and methods | We have disclosed systems and methods for portable performance monitoring of an individual during a physical activity. The systems and methods may include a portable sensor component configured to be carried by the individual during the physical activity and configured to obtain movement data for the athlete individual during the physical activity. The systems and methods may also include a portable output component configured to be carried by the individual during the physical activity and configured to provide an output to the individual during the physical activity. The systems and methods may further include a portable processing component in communication with the portable sensor component and the portable output component, where the portable processing component is configured to be carried by the individual during the physical activity. The portable processing component may be configured to identify movement of the individual during the physical activity. | 1. A portable performance monitoring system for monitoring an individual during a physical activity, the portable performance monitoring system comprising: a portable sensor component configured to be carried by the individual during the physical activity and configured to obtain movement data for the individual during the physical activity; a portable output component configured to be carried by the individual during the physical activity and configured to provide an output to the individual during the physical activity; and a portable processing component in communication with the portable sensor component and the portable output component, wherein the portable processing component is configured to be carried by the individual during the physical activity, wherein the portable processing component is configured to identify movement of the individual during the physical activity based on the movement data received from the portable sensor component, and is further configured to provide a control signal to the portable output component to generate an output based on the identified movement of the individual.
3400 | Metrology target indentification, design and verification | Metrology tools are provided, which comprise both active and passive vibration isolation devices, passive or active isolation systems such as constrained layer dampers, particle impact dampers or liquid impact dampers, and/or noise cancellation transducers, combined in different supporting structures of the metrology tool to dampen and reduce vibrations at a wide range of frequencies and intensities, and to which frequency range spectral analysis and optimization may be applied to determine specific tool configurations according to the provided principles. | 1. A metrology tool comprising: at least one active vibration isolation device; and, at least one passive vibration isolation device, wherein at least one of the at least one active vibration isolation devices or at least one passive vibration isolation devices, is selected from a group consisting of: A) a constrained layer damper and at least one particle or liquid impact damper within a supporting structure of the metrology tool; B) at least one noise cancellation transducer arranged to reduce mechanical frequencies by cancelling noise; C) at least one noise cancellation transducer arranged to detect a vibration wave and generate an opposite wave having reversed polarity; D) at least one acoustic skin with at least one noise cancellation transducer configured to isolate the tool from acoustic vibrations in an environment of the tool; E) at least one acoustic transducer applied to at least one of a tool base table and optics's supporting structures; and, F) combinations thereof.
3401 | System and method for synchronizing networked components | A method for synchronizing a plurality of components that are networked via a plurality of high speed switches, the method includes frequency-locking to a master clock component clocks of the plurality of components, and synchronizing to a master counter, driven by the master clock, component counters of the plurality of components, so that the frequency-locked component clocks drive the component counters in synchrony with the master counter. | 1. A method for synchronizing a plurality of components that are networked via a plurality of high speed switches, said method comprising: frequency-locking a plurality of component clocks of the plurality of components to a master clock; synchronizing to a master counter, driven by the master clock, a plurality of component counters driven by the plurality of component clocks; and wherein the component clocks, when frequency-locked to the master clock, drive the component counters in synchrony with the master counter, and frequency-locking comprises encoding a sequence of master clock pulses from the master clock onto a clock stream transmitted among the plurality of components, and at each of the component clocks decoding a sequence of component clock pulses from the clock stream.
3402 | Identification of biological samples | A method for coding and identification of biological samples for in vitro fertilization comprises the steps of applying to receptacles intended for unfertilized eggs and sperm, respectively, an identification code characteristic of the patient; placing unfertilized eggs and sperm, respectively, in the receptacles; storing, transporting and admixing the respective samples in receptacles which each carry the same code; and implanting the resulting embryo in the patient. The identification code may based on RFID technology, in which sample vessels ( 12 ) are codified by the application of an RFID tag ( 13 ). | 1. Apparatus for identification of biological samples for in vitro fertilisation, the apparatus comprising storage vessels associated with an identification code, the identification code being based on RFID technology, sample vessels being codified by the application of an RFID tag; the apparatus comprising: a surface defining a work area; a reader to read the RFID tag; an antenna for transmission of activation radiation and receiving signals emitted by the RFID tag, the antenna located below the surface; a resistor to dampen the magnetic field produced by said antenna sufficient to prevent the RFID tag being swamped and still allow communication between the antenna and the RFID tag; a transformer to provide power to the antenna, the transformer configured to minimise any impedance mismatch between the reader and the antenna; and an adjustable capacitor to tune to resonance the coupling between the antenna and the RFID tag over the surface of the laboratory bench.
3403 | Methods and systems for emergency alerts | Embodiments disclosed herein provide systems and methods for biometric sensors being embedded in a wearable computing device. The biometric sensors may determine a user's biometric data, and the determined biometric data may be transmitted to a biometric server over a network. In response to receiving the biometric data, the biometric server may parse the received biometric data to determine if an emergency alert signal should be transmitted to third parties. | 1. A notification system comprising: a profile module configured to receive biometric data from a wearable computing device over a network, wherein the biometric data is associated with a wearer of the wearable computing device; a threshold module configured to determine that the received biometric data is outside of a threshold range; a group module configured to determine at least one user within a first group, the first group having a first set of wearable computing devices, the first group including the at least one user associated with the wearer on the wearable computing device on a social network and, wherein the profile module is configured to receive biometric data from first set of wearable computing devices; an alert module configured to transmit an emergency alert signal to the user within the group responsive to determining that the received biometric data is outside of the threshold range; a location module configured to determine the locations associated with each of the first set of wearable computing devices and a second set of wearable computing devices, the locations associated with second set of wearable computing device being within a predetermined distance from a geographic region, the geographic region having a first size, the predetermined distance from the geographic region having a second size, the second size being greater than the first size; a density module configured to determine an aggregate number of the first set of wearable computing devices having received biometric data is outside of the threshold range within the geographic region, wherein the alert module is configured to transmit a notification signal to the second set of wearable computing devices responsive to determining that the aggregate number of the first set of wearable computing devices having received biometric data is outside of the threshold range within the geographic region.
3404 | Transmitter with improved sensitivity and shielding | A magnetic field transmitter, especially a transmitter used in conjunction with wireless communications earplugs. In one embodiment, a plate of magnetic material is used behind a coil of electrical conductor to improve the efficiency of the transmitter and to provide electrical and magnetic shielding. The specific dimensions and characteristics of the preferred embodiment of the transmitter described herein provide for efficient wireless communications. | 1. A magnetic field transmitter generating a time varying magnetic field in response to a time varying input signal, comprising: a) a transmitter coil winding constructed of continuous conductor loops, having an inner perimeter and an outer perimeter separated by a distance, the transmitter coil winding having a coil winding resistance R and a coil winding inductance L, the inner perimeter of the loops of the transmitter coil winding, the coil winding resistance and the coil winding inductance being selected such that: i) the inner perimeter circumscribes an effective coil area in a range between 0.79 in2and 4.9 in2; ii) the coil winding resistance and the coil winding inductance produces a break frequency fb for the transmitter coil winding of between 20 Hz and 2000 Hz, where the break frequency is defined by the formula fb=R/(2πL) wherein the coil winding resistance R is defined by the formula R=ρl/A and the coil winding inductance L is defined by the formula L=N2(uo πRe)/2; and iii) the loops of the transmitter coil winding having an annulus width and an annulus depth which are each smaller compared to a distance from a center of the loops of the transmitter coil winding to the inner perimeter of the loops of the transmitter coil winding; and b) a backing plate of low reluctance magnetic material having an upper surface and a lower surface, the lower surface of the backing plate being attached in close proximity to a lower surface of the transmitter coil winding, the backing plate having an outer perimeter that is approximately coincident with the outer perimeter of the transmitter coil winding.
3405 | Tuning fork type piezoelectric vibration piece and tuning fork type piezoelectric vibrator | A tuning fork type piezoelectric vibration piece 2 includes a base portion 25 in which a piezoelectric vibration substrate has a connection area with an external element, and a pair of leg portions 21, 22 projecting from a first end face of the base portion. The pair of leg portions has vibrating portions 212, 222 equipped with drive electrodes, wide weight portions 211, 221 formed at tip ends of the vibrating portions, and connecting portions 213, 223 between the vibrating portions and the weight portions. The connecting portions have widening sections whose width increases exponentially from the vibrating portions to the weight portions. The length of the widening sections is greater than their width. The weight portions have constant-width parts whose width is fixed from their connecting positions with the connecting portions. The weight portions are free of drive electrodes. | 1. A tuning fork type piezoelectric vibration piece comprising a piezoelectric vibration substrate which has a base portion and a pair of leg portions projecting side by side from a first end face of the base portion, wherein a direction in which the leg portions project is taken as a longitudinal direction and a direction in which the leg portions are arranged side by side is taken as a widthwise direction, wherein each of the pair of leg portions comprises: a vibrating portion having a groove extending in the longitudinal direction, and a drive electrode; a weight portion integrally formed at a tip end side of the vibrating portion and including a part whose width is greater than that of the vibrating portion; and a connecting portion between the vibrating portion and the weight portion, the drive electrode in the vibrating portion comprises an inner electrode formed on an inner surface of the groove, and a side electrode formed on a side surface of the leg portion, the side electrode being opposed to the inner electrode in the widthwise direction, the connecting portion comprises a widening section whose width increases exponentially from the vibrating portion to the weight portion, with a length of the widening section being longer than a width thereof, the weight portion comprises a constant-width part whose width is fixed from a connecting position with the connecting portion, and the weight portion is free of a drive electrode.
3406 | Method of controlling electronic apparatus and electronic apparatus using the same | A method of controlling an electronic apparatus and the electronic apparatus using the same are provided. The method includes transmitting signals through a medium, receiving and selecting some of the signals transmitted through the medium, and performing or setting a function according to the selected signals. | 1. A method of controlling an electronic apparatus, the method comprising: transmitting, by the electronic apparatus, a first signal to a first part of a medium; receiving, by the electronic apparatus, second signals through a second part of the medium, the second signals corresponding to the transmitted first signal; selecting, by the electronic apparatus, at least some signals from among the second signals; and if a function, which is used to automatically control at least one operation of the electronic apparatus, corresponding to the selected at least some signals has been set, performing, by the electronic apparatus, the function corresponding to the selected at least some signals, wherein performing the function according to the selected at least some signals comprises: determining a pattern formed by the selected at least some signals; and performing a predetermined function matched to the determined pattern.
3407 | Feedback cancellation for vehicle communications system | The present disclosure relates to a system and method of cancelling feedback in a vehicle communications system. The system and method may adjust a phase and a polarity of the microphone signal to produce an inverted microphone signal having a shifted phase. A speaker signal may be summed with the inverted microphone signal to cancel out at least a portion of a microphone signal component of the speaker signal. | 1. A method of cancelling feedback in a vehicle communications system, the method including: receiving a microphone signal from a microphone device; routing the microphone signal over a first signal path and a second signal path; adjusting a phase and a polarity of the microphone signal on the first signal path to provide an inverted microphone signal having a shifted phase; receiving an audio signal from an intercom control device on the second signal path wherein the audio signal comprises a sum of a plurality of microphone signals and wherein a component of the audio signal includes the microphone signal routed over the second signal path; modifying the audio signal to provide a speaker signal by summing the received audio signal and the inverted microphone signal having the shifted phase to cancel out at least a portion of the microphone signal component of the audio signal; and routing the speaker signal to at least one speaker device.
3408 | Mobile vibratory alert system and method for logging alert transmissions and reception of acknowledgments | A method and apparatus logs alerts and response to alerts for members of an organization. When an alert message is transmitted to a user (i.e. the user's communication device), the alert activity is logged in a record. When the user acknowledges the alert, or fails to respond to the alert, the result is also logged. As such the organization can enforce compliance with alerting procedures and actions to be taken upon receiving an alert message. | 1. An alert system, comprising: a plurality of communication devices, each communication device associated with a respective one of a plurality of users and a respective one of a plurality of vibration alert accessories, and upon a communication device of the plurality of communication device receiving an alert message the communication device is operable to forward an alert to the respective associated vibration alert accessory, each vibration alert accessory is operable to vibrate in response to receiving an alert from its associated communication device, each vibration alert accessory includes an input operable to allow the respective user to acknowledge alerts received by the vibration alert accessory, and wherein each vibration alert accessory is operable to, upon actuation of the input by the user, turn off the vibration, and upon the user providing the input the vibration accessory is operable to transmit a message to the associated communication device which then transmits an acknowledgment message; an administration entity operable to transmit alert messages to one or more of the plurality of communication devices, and is further operable to receive the acknowledgements from the communication devices in response to transmission of the alerts; a database in which the administration entity maintains a record of alert messages that are transmitted, and acknowledgments received in response to the alert messages for each user.
3409 | Neural recording system | A neuron recording system was provided. By using the gain-boosted topology, the amplifier input impedance can be increased while simultaneously reducing the noise. The system can be configured to record local field potentials (LFPs) and neuron spikes, respectively, with low-power consumption. With the flexible digital controller module (DCM), any subset of the recording channels can be activated for recording with independent sampling rate at each channel. A wireless interface to transmit recorded neuron data and an on-chip neuron processor to perform real-time signal processing can be incorporated in the system. | 1. A fully integrated neural amplifier of neural signals, comprising: (a) a first stage amplifier within a neural amplifier, said first stage amplifier configured for connection to a working electrode and a counter electrode, each said electrode connected to a direct current (DC) blocking capacitor (Cin) as input capacitor; (b) a capacitive feedback circuit within said first stage amplifier configured for setting a gain of said neural amplifier as a ratio of said input capacitor (Cin) and a feedback capacitor (Cf); and (c) a folded-cascode (FC) amplifier having an auxiliary gain stage incorporated in said first stage amplifier to increase open loop gain by using a gain booster; (d) wherein said gain booster comprises a first common-source (CS) amplifier, and a second common-source (CS) amplifier; (e) wherein said first common-source (CS) amplifier is formed by a differential pair of transistors with diode-connected load, and provides said auxiliary gain stage with additional transistors so that a first differential input is coupled to input gates of a first pair of common drain coupled transistors M1c, M1a, with a second differential input coupled to input gates of a second pair of common drain coupled transistors M1b, M1d, source connections from transistors M1c, M1d, are coupled to gates of following transistors in that same stage, while source connections from transistors M1a, M1b are output to the folded cascode stage in said second common-source (CS) amplifier in order to increase gain and reduce noise; (f) wherein the differential outputs of said first common-source (CS) amplifier are connected to gates of separate PMOS current source transistors M4a, M4b within said folded-cascode (FC) amplifier, which are used as the second common-source (CS) amplifier; (g) wherein said second common-source (CS) amplifier is embedded into a folded branch of said folded-cascode (FC) amplifier in order to minimize current consumption; (h) wherein said differential pair of transistors of said first common-source (CS) amplifier shares a same source with a differential pair of transistors of said auxiliary gain stage, but said auxiliary gain stage drains current with a different ratio than in said first common-source (CS) amplifier; and (i) wherein outputs from said auxiliary gain stage are coupled to said second common source amplifier at a complementary input stage providing it with increased pate-source voltage which increases transconductance.
3410 | Method and system for assessment of cognitive function based on mobile device usage | A system and method that enables a person to unobtrusively assess their cognitive function from mobile device usage. The method records on the mobile device the occurrence and timing of user events comprising the opening and closing of applications resident on the device, the characters inputted, touch-screen gestures made, and voice inputs used on those applications, performs the step of learning a function mapping from the mobile device recordings to measurements of cognitive function that uses a loss function to determine relevant features in the recording, identifies a set of optimal weights that produce a minimum of the loss function, creates a function mapping using the optimal weights, and performs the step of applying the learned function mapping to a new recording on the mobile device to compute new cognitive function values. | 1. A computer implemented method to quantify the effect of social interaction, mobility, physiology, cognitive stimulation, and diet on a person'ss brain health, said method comprising the steps of: a. recording at a mobile computing device an in vivo input associated with a measurement of one of social interaction, mobility, physiology, cognitive stimulation, and diet; b. recording interaction inputs associated with one or more interactions of the person with said mobile computing device; c. executing a learning function mapping to compute a brain health measure based on said person'ss interaction inputs, wherein said brain health measure is one of a neuropsychological benchmark test; d. performing the learning function mapping from said recording associated with the in vivo input to said computed brain health measure; and e. outputting an attribution to said brain health measure that is explained by said in vivo input.
3411 | Simulated environment for transcatheter heart valve repair | An apparatus for applying liquid pressure to resected tissue may include a fixture, a papillary assembly coupled to the fixture and having first and second spaced apart papillary attachment elements, and a resected mitral valve attached to the fixture. The fixture may have a first chamber, a second chamber, and an internal panel extending between the first and second chambers. The resected mitral valve may be attached to the internal panel and may have a posterior leaflet, an anterior leaflet, and tendinae chordae. The tendinae chordae may each be attached at a first end to the posterior leaflet or the anterior leaflet and at a second end to one of the papillary attachment elements. A first group of the tendinae chordae may be attached to the first papillary attachment element, and a second group of the tendinae chordae may be attached to the second papillary attachment element. | 1. A simulation apparatus for mounting resected tissue, the apparatus comprising: a fixture having a first chamber, a second chamber, and an internal panel extending between the first and second chambers, the fixture having at least one introducer configured to receive an elongated catheter assembly therethrough; a papillary assembly coupled to the fixture and having first and second spaced apart papillary attachment elements, each papillary attachment element being movable relative to the internal panel in at least one degree of freedom; and a resected mitral valve attached to the internal panel and having a posterior leaflet, an anterior leaflet, and tendinae chordae, the tendinae chordae each attached at a first end to the posterior leaflet or the anterior leaflet and at a second end to one of the papillary attachment elements, wherein a first group of the tendinae chordae are attached to the first papillary attachment element, and a second group of the tendinae chordae are attached to the second papillary attachment element.
3412 | Medical instrument | A medical instrument includes a multilayer wiring board having first, second and third wirings, a fourth wiring formed in a first wiring layer, and a fifth wiring formed in a second wiring layer. A first via conductor electrically connects the third and fifth wirings. A second via conductor electrically connects the fourth and fifth wirings. The medical instrument further includes first and second transistors, a second transistor, and a capacitor mounted on the first wiring layer side of the multilayer wiring board. The drain and source electrodes of the first transistor are electrically connected to the first and second wirings, respectively. The drain electrode of the second transistor is electrically connected to the second wiring. The source electrode of the second transistor is electrically connected to the third wiring. The first and second electrodes of the capacitor are electrically connected to the first and fourth wirings, respectively. | 1. A medical instrument comprising: a drive waveform generator which generates a drive waveform signal; a modulator which performs pulse modulation on the drive waveform signal to generate a modulated signal; a multilayer wiring board having: a first wiring, a second wiring, a third wiring, and a fourth wiring formed in a first wiring layer, a fifth wiring formed in a second wiring layer, a first via conductor electrically connecting the third wiring and the fifth wiring, and a second via conductor electrically connecting the fourth wiring and the fifth wiring; a first transistor, a second transistor, and a capacitor mounted on the first wiring layer side of the multilayer wiring board, wherein the drain electrode of the first transistor is electrically connected to the first wiring, the source electrode of the first transistor is electrically connected to the second wiring, the drain electrode of the second transistor is electrically connected to the second wiring, the source electrode of the second transistor is electrically connected to the third wiring, the first electrode of the capacitor is electrically connected to the first wiring, and the second electrode of the capacitor is electrically connected to the fourth wiring, wherein, when the multilayer wiring board is viewed in plan view, at least a part of the first transistor, at least a part of the second transistor, and at least a part of the capacitor are arranged on the same line, and wherein the second wiring and the fifth wiring are formed at positions at least partially overlapping each other when the multilayer wiring board is viewed in plan view, and wherein the multilayer wiring board receives the modulated signal on a gate electrode of the first transistor and a gate electrode of the second transistor, and generates an amplified digital signal as a signal obtained through power amplification on the modulated signal; and a low pass filter which smoothes the amplified digital signal to generate a drive signal.
3413 | Dynamic compliance voltage management for an implantable stimulator | An exemplary method includes generating, by an external control device selectively and communicatively coupled to an implantable stimulator, a calibration table indicating transmit power levels required to achieve a plurality of distinct combinations of compliance voltages and maximum stimulation current levels by the implantable stimulator, determining, by the external control device, a maximum stimulation current level to be delivered by the implantable stimulator via one or more electrodes to one or more stimulation sites within a patient during a stimulation frame, determining, by the external control device, an optimal compliance voltage that allows the implantable stimulator to deliver the determined maximum stimulation current level, and selecting, by the external control device in accordance with the calibration table, a transmit power level that results in the implantable stimulator operating at substantially the optimal compliance voltage during the stimulation frame. Corresponding methods, apparatuses and systems are also disclosed. | 1. A method comprising: generating, by an external control device selectively and communicatively coupled to an implantable stimulator, a calibration table indicating transmit power levels required to be transmitted from the external control device to the implantable stimulator to achieve a plurality of distinct combinations of compliance voltages and maximum stimulation current levels by the implantable stimulator; determining, by the external control device, a maximum stimulation current level to be delivered by the implantable stimulator via one or more electrodes to one or more stimulation sites within a patient during a stimulation frame; determining, by the external control device, an optimal compliance voltage that allows the implantable stimulator to deliver the determined maximum stimulation current level; and selecting, by the external control device in accordance with the calibration table, a transmit power level that results in the implantable stimulator operating at the optimal compliance voltage during the stimulation frame; wherein the implantable stimulator comprises a plurality of current sources and wherein the generating of the calibration table comprises: directing the implantable stimulator to sequentially shunt a current path of each of the current sources through a shunt resistor; and recording, for each of a plurality of distinct number of fixed compliance voltages, a transmit power level required to maximize a stimulation current generated by each of the current sources while shunted.
3414 | Index label assembly | An index label and a method for applying an index label to a sheet or folder. A label assembly includes labels in a column, and each of the labels includes a fold line. A registration structure is adjacent the label column. Each label can be partially folded into a raised position, and the item to be label placed adjacent the raided portions, such as using the registration structure to align the item. The raised portion is lowered and adhered to the item. The remainder of the label is then removed from the label assembly and folded to adhere to itself and/or the item to form an index label on the item. | 1. A label assembly, comprising: a face sheet, a back sheet, and a layer of adhesive disposed between the face sheet and the back sheet, the adhesive adhering to the face sheet more than to the back sheet; a label column extending across the face sheet between a first column end and an opposing second column end, the label column including a plurality of label shapes cut within a remaining portion of the face sheet between the first column end and the second column end; a fold line extending across each of the label shapes in the label column, the fold line disposed perpendicular to the first column end and the second column end; and a registration structure aligned with the label column, the registration structure comprising two raisable tabs, a first of the tabs disposed in the remaining portion beyond the first column end and a second of the tabs disposed in the remaining portion beyond the opposite second column end, each of the tabs defined by a tearable line of separation and connected to the remaining portion by a registration fold line that is parallel to the fold line of the each of the label shapes in the label column, wherein the registration fold line of each of the tabs is collinearly aligned with the fold line of each of the label shapes in the label column.
3415 | Signal strength enhancement in a biometric sensor array | A biometric imager may comprise a plurality of sensor element traces formed in or on a sensor substrate which may comprise at least a portion of a display screen defining a biometric sensing area and forming in-active pixel locations; an auxiliary active circuit formed in or on the sensor substrate on the periphery of the biometric sensing area and in direct or indirect electrical contact with the sensor element traces; and providing a signal processing interface to a remotely located controller integrated circuit. The sensor element traces may form a portion of one dimensional linear sensor array or pixel locations in a two dimensional grid array capacitive gap biometric imaging sensor. The auxiliary circuit may provide pixel location selection or pixel signal amplification. The auxiliary circuit may be mounted on a surface of the display screen. The auxiliary circuit further comprising a separate pixel location selection controller circuit. | 1. A biometric object image sensor comprising: a plurality of capacitive gap sensor electrode traces formed on a glass substrate, wherein the plurality of capacitive gap sensor electrode traces form an array of biometric sensor imaging pixel locations within a biometric sensing area of the biometric image sensor, wherein at least one of the capacitive gap sensor electrode traces comprises a transmitter electrode trace and at least one of the capacitive gap sensor electrode traces comprises a receiver electrode trace, wherein a change in a resulting signal received by the receiver electrode trace is indicative of a biometric image characteristic at a respective pixel location in the array of biometric sensor imaging pixel locations; and a controller integrated circuit (IC) mounted to the glass substrate, wherein the controller IC is in electrical contact with the plurality of capacitive gap sensor electrode traces.
3416 | Systems and methods for processing images | A apparatus and method are provided for processing images. In one embodiment, the apparatus includes an image sensor configured to capture real time images from an environment of a user. The apparatus also includes a mobile power source, and at least one processor device configured to process, at an initial resolution, images to determine existence of a trigger, and access rules associating image context with image capture resolution to enable images of a first context to be processed at a lower capture resolution than images of a second context. The processor device analyzes at least one first image, selects a first image capture resolution rule, and applies the first image capture resolution rule to a subsequent captured image. The processor device analyzes at least one second image, selects a second image capture resolution rule, and applies the second image capture resolution rule to a second subsequent captured image. | 1. An apparatus comprising: an image sensor configured to capture real time images at a plurality of resolutions from an environment of a user; at least one processor device configured to: capture, at an initial resolution, a plurality of images from the image sensor; access rules associating image context with image capture resolution to enable images of a first context to be captured at a lower capture resolution than images of a second context; analyze at least one first image captured by the image sensor to determine a first image context; select a first image capture resolution rule based on the determined first image context, wherein the first image capture resolution rule defines a first resolution for capturing images in the environment of the user; apply the first image capture resolution rule to at least one subsequent captured image; analyze at least one second image captured by the image sensor to determine a second image context, wherein the second image context relates to text in the environment of the user; select a second image capture resolution rule based on the determined second image context, wherein the second image capture resolution rule defines a second resolution for capturing images in the environment of the user that include the text; and apply the second image capture resolution rule to at least one second subsequent captured image, wherein the second resolution is greater than the first resolution.
3417 | Devices, systems and methods for locating and interacting with medicament delivery systems | In some embodiments, a method includes establishing a communications link between a computing device and an adapter. The adapter is configured to receive at least a portion of a medicament delivery device. A wireless signal is received to maintain the communications link. A relative position between the computing device and the adapter is determined. An alarm is produced when the wireless signal is not received within a time period. The alarm is based on the relative position between the computing device and the adapter. | 1. A method, comprising: establishing a communications link, via a short-range wireless protocol, between a mobile computing device and a case, the mobile computing device including a touchscreen, the case including a housing and an electronic circuit system, the housing configured to receive at least a portion of a medicament delivery device, the electronic circuit system including a radio; receiving a first wireless signal from the radio to maintain the communications link, the first wireless signal being periodic; transmitting to the radio a second wireless signal, the second wireless signal including instructions that, when received by the radio, cause the electronic circuit system to produce a first alarm, the first alarm including at least one of an audible output or a visual output; receiving a third wireless signal from the radio, the third wireless signal associated with removal of the medicament delivery device from the housing; producing a second alarm in response to the third wireless signal, the second alarm indicating that the medicament delivery device has been removed from the housing; producing, via the touchscreen and in response to the third wireless signal, a prompt associated with a use instruction of the medicament delivery device; receiving, in response to the prompt, a user input; and transmitting via the touchscreen the use instruction in response to the user input.
3418 | Hybrid radio frequency/inductive loop charger | Biometric monitoring devices, including various technologies that may be implemented in such devices, are discussed herein. Additionally, techniques, systems, and apparatuses are discussed herein for providing a hybrid antenna including an RF radiator and an electrically coupled inductive loop. The hybrid antenna is capable of providing both RF and induction functionality, e.g., radio frequency transmission/reception capabilities for Bluetooth as well as near-field-communications (NFC) functionality via the inductive loop. The inductive loop may be in conductive contact with the RF radiator or may be inductively coupled with the RF radiator and not in conductive contact with the RF radiator. The inductive loop may act as a planar element of a planar inverted-F antenna (PIFA). | 1. An apparatus comprising: a ground plane; a radio-frequency radiator; a feed post conductively connected to the radio-frequency radiator; and an inductive charging system including a multi-turn inductive charging loop configured to couple electrically with the radio-frequency radiator, wherein the multi-turn inductive charging loop is configured to inductively couple with an electromagnetic field to provide power to the inductive charging system, wherein the multi-turn inductive charging loop is separated from the radio-frequency radiator by a first gap and the multi-turn inductive charging loop is electrically coupled with the radio-frequency radiator and not in conductive contact with the radio-frequency radiator, and wherein the multi-turn inductive charging loop, the radio-frequency radiator, the ground plane, and the feed post together form at least in part an antenna configured to produce and receive electromagnetic radio-frequency signals, wherein the antenna is a mono-pole, inverted-F antenna, or planar inverted-F antenna.
3419 | Hybrid communication system for implantable devices and ultra-low power sensors | Aspects of the present disclosure are directed toward apparatuses, systems, and methods that include a base unit and a communication circuit that communicate, while implanted in a patient, signals between the patient and at least one device located external to the patient. The base unit also includes a transducer that communicates ultrasound (US) signals between the base unit and the at least one device located external to the patient, and harvests energy carried by the US signals. | 1. A hybrid ultrasound and RF communication link, comprising: a base unit, wherein said base unit is implantable to a host, wherein said base unit comprises: i. an ultrasound transducer circuit, wherein said ultrasound transducer circuit is disposed to receive ultrasound signals from a device that is external to said base unit, wherein said ultrasound transducer circuit is configured to convert said ultrasound signals into electrical signals, and to harvest energy carried by said ultrasound signals, wherein said ultrasound signals comprise data, power, or data and power; ii. a power recovery circuit, wherein said power recovery circuit is disposed to receive said electrical signals from said ultrasound transducer circuit, wherein said power recovery circuit is disposed to power said base unit; iii. a capacitor circuit, wherein said capacitor circuit is disposed to store the energy harvested by said ultrasound transducer circuit; iv. an antenna circuit, wherein said antenna circuit comprises an RF antenna or a second ultrasound transducer, wherein said antenna circuit is disposed to transmit, receive, or transmit and receive RF signals, said ultrasound signals, or said RF signal and said ultrasound signal; v. a data recovery circuit, wherein said data recovery circuit is disposed to receive said ultrasound signals from said ultrasound transducer circuit, wherein said data recovery circuit is disposed to receive other said ultrasound signals from a second ultrasound transducer circuit, wherein said data recovery circuit is disposed to receive said RF signals from said RF antenna; vi. a communication circuit, wherein said communication circuit is disposed to transmit said RF signals or transmit said ultrasound signals to communicate with said device that is external to said base unit, or communicate with other said base units, or communicate with said device that is external to said base unit and other said base units through said antenna circuit; and b. an external unit, wherein said external unit is external to said host, wherein said external unit is disposed to deliver power to said base unit, wherein said external unit is disposed to communicate with said base unit using said ultrasound signals, said RF signals, or said ultrasound signals and said RF signals.
3420 | Systems, devices, and methods for authentication in an analyte monitoring environment | Systems, devices, and methods are provided that allow the authentication of devices within analyte monitoring systems. The analyte monitoring systems can be in vivo systems and can include a sensor control device with a sensor and accompanying circuitry, as well as a reader device for communicating with the sensor control device. The analyte monitoring systems can interface with a trusted computer system located at a remote site. Numerous techniques of authentication are disclosed that can enable the detection of counterfeit components, such as a counterfeit sensor control device. | 1. A method of authentication in an in vivo analyte monitoring system, comprising: receiving, by a reader device, an identifier from a sensor control device over a local wireless communication path, wherein the sensor control device comprises a sensor and analyte monitoring circuitry, and wherein the sensor is adapted to be inserted into a body of a user; verifying, at the reader device, that the identifier is in the proper format or does not belong to a class of sensor control devices that are not for operation with the reader device; sending the identifier from the reader device over an internet to a trusted computer system having a stored registration database; and receiving, by the reader device, an authentication result from the trusted computer system over the internet, wherein the authentication result indicates whether the sensor control device is or is not authorized to operate with the reader device.
3421 | Systems using lifestyle database analysis to provide feedback | A method is provided for utilizing a personal monitoring device or other personal logging device, to assist an individual in a lifestyle control program. The method includes storing lifestyle data from a statistically large group of persons in a database, collecting, in a personal logging device, corresponding personal lifestyle data; feeding the data from the personal logging device to the database; performing a statistical analysis of the collected lifestyle data, and producing an output and providing feedback to the user based on correlations. | 1. A system for using telemetry data based on monitoring of an individual, comprising: a monitoring device that includes, a microphone, an RF transmitter and sensors to determine air quality, sound level/quality, light quality and ambient temperature near the individual, the RF transmitter serving as a communication system; a telemetry system with a database coupled to the monitoring device, the telemetry system in operation selecting records of sleep information and sleep behavior information data of one or more individual'ss, the telemetry system or the monitoring system at least partially analyzing the individual'ss movement information to calculate or derive sleep onset and wake time, sleep interruptions, and the quality and depth of sleep; one or more analysis tools including at least an accelerometer or a movement device that measures movement of the individual, the accelerator and the monitoring device configured to calculate or derive sleep onset and wake time, sleep interruptions, and the quality and depth of sleep, the microphone configured to record an individual'ss movement sounds detected by the accelerometer or the movement detection device, the accelerometer or movement detection device configured to cause the microphone to stop recording the individual'ss movement sounds when the movement sounds are not directed to a sleep related parameter; a feedback control system or subsystem that analyzes a measured sensor signal from at least one of the sensors and can provide an alert to the individual; and wherein the feedback control system or subsystem is at the telemetry system.
3422 | Mobile terminal and controlling method thereof | A mobile terminal and controlling method thereof are disclosed, by which a function adaptive to a situation can be provided by detecting a blood flow rate in a wrist having a watch type mobile terminal worn thereon. The present invention includes a display, a band configured to be worn on a wrist of a user, a sensing unit configured to measure a blood flow rate in the wrist having the band worn thereon, and a controller controlling the display to display a running screen of a prescribed function if a variation of the measured blood flow rate is generated. | 1. A wearable mobile terminal comprising: a display; a sensing unit configured to measure a blood flow rate at a wrist of a user wearing the wearable mobile terminal; and a controller configured to: execute a first function and cause the display to display a screen corresponding to the first function when a state of fingers of the user is changed from a completely unfolded state to a fist state such that a variation of the measured blood flow rate meets or exceeds a first threshold value; and execute a second function and cause the display to display a screen corresponding to the second function that is different than the first function when the state of fingers of the user is changed from the fist state to the completely unfolded state such that the variation of the measured blood flow rate meets or exceeds a second threshold value, wherein the state of fingers of the user is determined as the completely unfolded state or the fist state based on the variation of the measured blood flow rate.
3423 | Implantable wireless electrocardiogram sensor device | Disclosed is an implantable wireless electrocardiogram sensor device, including: a cylindrical capsule provided with four recesses on a lateral surface thereof in a longitudinal direction thereof at equal intervals; electrodes installed on upper and lower surfaces of the cylindrical capsule and configured to measure electrocardiogram; a wireless electrocardiogram sensor module installed inside the capsule; a data transceiving antenna wound around two recesses symmetrical at a center; and a coil for charging wound around the remaining two recesses in a direction vertical to the antenna. | 1. An implantable wireless electrocardiogram sensor device, comprising: a cylindrical capsule provided with four recesses on a lateral surface thereof in a longitudinal direction thereof at equal intervals; electrodes installed on upper and lower surfaces of the cylindrical capsule and configured to measure electrocardiogram; a wireless electrocardiogram sensor module installed inside the capsule; a data transceiving antenna wound around two recesses symmetrical at a center; and a coil for charging wound around the remaining two recesses in a direction vertical to the antenna.
3424 | Apparatus and method for wireless monitoring using ultra-wideband frequencies | A system for and a method of wirelessly monitoring one or more patients can include transmitting ultra-wideband pulses toward the one or more patients, receiving ultra-wideband signals, and sampling the ultra-wideband signals. Sampling the ultra-wideband pulses can be performed with a sample rate that is less than the Nyquist rate. Impulse response can be estimated and/or recovered by exploiting sparsity of the impulse response. | 1. A monitoring system for assessing one or more patients, comprising: a pulse generator configured to generate ultra-wideband pulses; an ultra-wideband transceiver for transmitting the ultra-wideband pulses toward the one or more patients and receiving ultra-wideband signals from the one or more patients, wherein the ultra-wideband pulses have a Nyquist sampling rate; a sampler for sampling the ultra-wideband signals at a sample rate less than the Nyquist sampling rate; and a processor in communication with the sampler, wherein the processor is configured to monitor one or more biological functions in a non-isolated and time variant environment and to reconstruct a breathing waveform from the ultra-wideband signals based on an agnostic Bayesian matching pursuit algorithm.
3425 | Devices that train voice patterns and methods thereof | A voice enhancement device including an earpiece configured to be positioned in an ear canal of a user. A microcontroller is operatively coupled to the earpiece. The microcontroller is configured to selectively provide at least multitalker babble. An accelerometer is located within the earpiece and operatively coupled to the microcontroller. The accelerometer is configured to detect speech by the user and communicate with the microcontroller to provide the multitalker babble to the earpiece during the detected speech by the user. A method of making the voice enhancement device, and a method for increasing vocal loudness in a patient using the voice enhancement device are also disclosed. | 1. A voice enhancement device comprising: an earpiece configured to be positioned in an ear canal of a user; a microcontroller operatively coupled to the earpiece; an accelerometer located within the earpiece and operatively coupled to the microcontroller, wherein the accelerometer is configured to detect speech by the user and provide an output signal to the microcontroller, wherein the microcontroller has at least a first state in which multitalker babble is retrieved and provided to the earpiece in response to the received output signal from the accelerometer when the received output signal is above a reference level configured to indicate detected speech by the user, wherein the multitalker babble is retrieved and provided to the earpiece at all levels of detected speech by the user, and a second state without the retrieval and provision of the multitalker babble when the received output signal is below the reference level indicating an absence of detected speech by the user.
3426 | Methods, systems, and devices for pairing vagus nerve stimulation with motor therapy in stroke patients | A method of treating motor deficits in a stroke patient, comprising assessing a patient's motor deficits, determining therapeutic goals for the patient, based on the patient's motor deficits, selecting therapeutic tasks based on the therapeutic goals, performing each of the selected therapeutic tasks repetitively, observing the performance of the therapeutic tasks, initiating the stimulation of the vagus nerve manually at approximately a predetermined moment during the performance of the therapeutic tasks, stimulating the vagus nerve of the patient during the performance of the selected therapeutic tasks, and improving the patient's motor deficits. | 1. A method, comprising: treating motor deficits via the actions of: directing a patient to execute a plurality of therapeutic motions; and applying a plurality of vagus nerve stimulation pulse trains of electrical stimulation energy to the patient, respective trains of the plurality of trains being in temporal proximity to execution of respective therapeutic motions of the plurality of therapeutic motions exposed to the patient to improve the patient'ss motor deficits, wherein the pulse trains are no longer than about 500 milliseconds in duration.
3427 | PC board-based polymerase chain reaction systems, methods and materials | An apparatus for performing a Polymerase Chain Reaction (PCR) is disclosed. The apparatus comprises a PCR chamber for performing a Polymerase Chain Reaction and a printed circuit board (PCB) fluidic device. The PCR chamber is a fluidic chamber and is located in, or is part of, the printed circuit board (PCB) fluidic device. A method for manufacturing an apparatus for performing the Polymerase Chain Reaction and a method for performing the Polymerase Chain Reaction are further disclosed. | 1. An apparatus for performing a Polymerase Chain Reaction (PCR), the apparatus comprising a PCR chamber for performing a Polymerase Chain Reaction and a printed circuit board (PCB) fluidic device, wherein the PCR chamber is a fluidic chamber and is located in the printed circuit board (PCB) fluidic device.
3428 | Wake circuit for powered ophthalmic lens | A wake circuit is designed to minimize leakage current from a battery or other suitable energy source connected to various electronic components. The wake circuit essentially connects/disconnects or couples/decouples the battery or other power source from the other components when the device is in a storage state or otherwise idle. | 1. An electronic system including a wake circuit configured for use in at least one of on or in the body, the electronic system comprising: functional electronics, including a digital controller and additional circuitry; a power supply for supplying power to the functional electronics; a wake logic circuit having a storage state and an active state configured to decouple the power supply from the functional electronics to minimize leakage current from the power supply when in the storage state; a switching element coupled to the power source, the wake logic circuit and the functional electronics; a first power-on reset circuit coupled between the power supply and the wake logic circuit and configured to ensure a proper initial state for the wake logic circuit on power-up and hold the wake circuit in a reset condition for at least as long as a power-up stabilization time of the wake logic circuit; a second power-on reset circuit coupled between the switching element and the functional electronics and configured to ensure a proper initial state for the functional electronics on power-up; and a sensor coupled to the wake logic circuit, the sensor comprising a photodetector and wherein the wake logic circuit is configured to switch from the storage state to the active state when at least one of the sensor is activated in response to light having an intensity greater than a predetermined threshold being shone on the photodetector or in response to an output of the second power-on reset circuit.
3429 | Cabinet system | A cabinet system for securely storing items includes a cabinet housing, a controller, and at least one drawer unit. The cabinet housing has a locking mechanism, and the controller is in communication with the cabinet housing and configured to operate the locking mechanism. The drawer unit is designed to be releasably locked at least partially within the cabinet housing by the locking mechanism, and slidable within a portion of the cabinet housing when released by the locking mechanism. The drawer unit includes at least one storage compartment, a cover, memory, and a power source. The storage compartment is configured to store at least one item therein. The cover is movable to an open configuration and a closed configuration. When the cover is in the closed configuration, the cover limits access to the item of the storage compartment. The memory is powered by the power source and is configured to store data associated with a movement of the cover. | 1. A medical item storage cabinet system, comprising: a cabinet including a drawer bay and a locking mechanism; a drawer located within the drawer bay of the cabinet, the drawer slidable relative to the drawer bay between an open position in which the drawer extends out of the drawer bay and a closed position in which the drawer is located within the drawer bay, the locking mechanism configured to engage the drawer in the closed position, the drawer including: a first compartment; a second compartment; a cover movable to a first position to permit access to the first compartment and limit access to the second compartment and moveable to a second position to permit access to the second compartment and limit access to the first compartment; an electronic memory physically supported by the drawer to move with the drawer relative to the drawer bay and configured to store information representative of movement of the cover when the drawer is in the open position; and a display device coupled to a face of the drawer, the display device configured to display a visual indication that movement of the cover occurred.
3430 | Athletic performance monitoring device | The present invention provides an athletic performance monitoring device having an accelerometer configured such that it can be worn by a user close to the center of gravity of the athlete; and a processing system including a global positioning system. The accelerometer is further configured such that it can wirelessly communicate acceleration data, relating to the acceleration of the user, to the processing system. In addition, the processing system is configured such that it can request acceleration data from the accelerometer only when some events depending on the output of the global positioning system and/or on a clock are occurring. It can also process the acceleration data it receives from the accelerometer to provide athletic performance information. There is further provided a corresponding method for providing athletic performance information. There is also provided an accelerometer for use in an athletic performance monitoring device. | 1. An athletic performance monitoring device comprising: an accelerometer adapted to be worn by an athlete close to the center of gravity of the athlete; and a user-worn device with a processing system integral thereto such that the processing system can be worn by the athlete; wherein the accelerometer is further configured such that it can wirelessly communicate acceleration data, relating to the acceleration of the athlete, to the processing system, and wherein the processing system is configured such that, during use, it requests acceleration data from the accelerometer only when a predefined event has occurred, and such that it can process the acceleration data it receives from the accelerometer to provide athletic performance information.
3431 | Image capture and identification system and process | A digital image of the object is captured and the object is recognized from plurality of objects in a database. An information address corresponding to the object is then used to access information and initiate communication pertinent to the object. | 1. A terminal device comprising: an image sensor; a memory; a processor coupled with the image sensor and the memory; and an object recognition platform configured to execute on the processor according to software instructions stored in the memory, where the software instructions configure the processor to: capture a digital representation of a physical object proximate to a mobile device via the image sensor; recognize the physical object represented in the digital representation as a target object based on salient features derived from the digital representation; determine object attributes, including an information address, associated with the target object; cause execution of an action associated with the physical object based on the object attributes, including the information address.
3432 | Motion analysis method, motion analysis display method, and motion analysis device | A motion analysis device has a determination unit which uses an output from an inertial sensor mounted on at least one of a subject and a tool operated by the subject, to determine a dominant hand of the subject in a swing. The determination unit can determine the dominant hand on the basis of the sign of angular velocity or acceleration from the inertial sensor. A calculation unit which calculates motion analysis information in a swing, using an output from the inertial sensor can add dominant hand information from the determination unit to the motion analysis information. The motion analysis device can include a coincidence determination unit which determines that a first subject and a second subject have different dominant hands, and an inverted image generation unit which inverts first motion analysis information in the case of no coincidence. | 1. A motion analysis method comprising determining a dominant hand of a subject in a swing using an output from an inertial sensor mounted on at least one of the subject and a tool operated by the subject; calculating motion analysis information in the swing, using the output from the inertial sensor; and adding information of the dominant hand of the subject to the motion analysis information, wherein: the motion analysis information includes first motion analysis information of a first subject, and second motion analysis information of a second subject, the information of the dominant hand of the subject includes first dominant hand information added to the first motion analysis information, and second dominant hand information added to the second motion analysis information, the method includes determining whether the dominant hands of the first subject and the second subject coincide with each other or not, on the basis of the first dominant hand information and the second dominant hand information, the inertial sensor includes an angular velocity sensor, and when a direction crossing a striking surface of the tool is an X axis, a longitudinal direction of the tool is a Y axis and a direction perpendicular to the X axis and the Y axis is a Z axis and when determining whether the dominant hand of the first subject matches the dominant hand of the second subject, a detection is made about whether the subject is right-handed or left-handed using an angular velocity about the Z axis detected by the angular velocity sensor when the tool is swung.
3433 | Device and method for displaying pediatric medical instructions | A device, method and system for displaying medical information/instructions is presented. The device is comprised generally of an elongated base displaying a plurality of color-coded zones having a plurality of removable instruction portions attached which correspond to each color zone. The instruction portion is generally comprised of fastener and a medical information/instruction display. The medical information/instruction display can be at least one sheet on which the medical information/instructions are printed or an electronic display such as an LCD screen. If printed information/instructions are used, each sheet may be contained within a transparent sleeve to protect the sheet from damage. In use, a child's weight is correlated to a specific color zone on the elongated base and the corresponding instruction portion is removed and fastened to an object near the child to easily enable the user to administer medical treatment to the child. | 1. A medical treatment device for pediatric patients comprising: an elongated base; and a plurality of removable color-coded instruction portions positioned on the elongated base comprising a fastener; and a medical information/instruction display attached to the fastener; wherein the elongated base is divided into color-coded zones corresponding to a child'ss weight; wherein each of the color-coded zones contains one corresponding color-coded instruction portion containing medical information/instructions for that specific color zone.
3434 | Bone conduction tags | Concepts and technologies are disclosed herein for bone conduction tags. According to one aspect of the concepts and technologies disclosed herein, a device can receive, via a transducer, a vibration signal from a body of a user. The vibration signal can be generated in response to the user interacting with a bone conduction tag. For example, the vibration signal can be generated in response to the user moving one or more fingers across the bone conduction tag. The device can analyze the vibration signal to determine an action that is to be performed. The device can perform the action or can instruct a further device to perform the action. | 1. A computer storage medium that stores computer-readable instructions that, when executed by a processor of a device, cause the device to perform operations comprising: receiving, via a transducer, a vibration signal from a body of a user, wherein the vibration signal is generated in response to the user physically interacting with a bone conduction tag, wherein the bone conduction tag comprises a substrate, wherein the bone conduction tag comprises data encoded using at least a portion of a plurality of variations in the substrate, and wherein the vibration signal is representative of the data encoded using at least the portion of the plurality of variations of the substrate; and analyzing the vibration signal to determine an action to be performed.
3435 | Phase change material as a dynamic heat sink for trancutaneous energy transmission systems | A method and system for management of thermal energy produced during transcutaneous energy transmission to provide power to energize implanted medical devices. A phase changing material (PCM) acts as a heat sink to absorb thermal energy generated during the energy transfer process. The PCM can be thermally coupled to tissue proximate to an implanted medical device, enabling heat generated within the implantable device to be absorbed. The generation of heat during the energy transfer process is primarily caused by eddy currents induced in the implantable device by the magnetic flux produced by the energy transfer system. The PCM can also be used to absorb heat generated by the device producing the magnetic flux that is used to transcutaneously transfer electrical power to recharge a rechargeable power source or energize the implanted medical device. | 1. A transcutaneous energy transfer system for providing power to an implanted device, the system comprising: a strap having opposing first and second ends; an external charging device mounted on the first end of the strap, the external charging device having a primary induction coil and a surface configured to face the implanted device to provide energy from the primary induction coil to the implanted device, the primary induction coil defining an inner volume at a center of the primary induction coil; a cooling system mounted on the second end of the strap, the cooling system having an air inlet and an air outlet; a phase change material disposed at the first end of the strap in thermal communication with the external charging device; and a tubing extending between the first and second ends of the strap, an interior lumen of the tubing fluidly communicating with the inner volume of the external charging device and at least one of the air inlet and the air outlet of the cooling system.
3436 | Optical transmitting and receiving unit | An optical transmitting and receiving unit includes: an optical transmitting module having a light emitting element and having a metal case that stores the light emitting element; an optical connector having a ferrule for holding an optical fiber and having a flange portion provided at one end of the ferrule, the ferrule being inserted into a sleeve of the metal case to connect the optical connector with the optical transmitting module; and a tubular waterproof cap that has a bottom, with one end open and the other end closed, and caps the optical connector to seal an optical connecting portion between the optical connector and the optical transmitting module in a watertight manner. The metal case has step portions with different outside diameters. One of the step portions closest to the optical connecting portion contacts an inner surface of the waterproof cap along an entire circumference thereof. | 1. An optical transmitting and receiving unit comprising: an optical transmitting and receiving module having one or more of a light emitting element and a light receiving element and having a metal case that stores the light emitting element or the light receiving element; an optical connector having a ferrule for holding an optical fiber and having a flange portion provided at one end of the ferrule, the ferrule being inserted into a sleeve of the metal case to connect the optical connector with the optical transmitting and receiving module; and a tubular waterproof cap that has a bottom, with one end open and the other end closed, and caps the optical connector to seal an optical connecting portion between the optical connector and the optical transmitting and receiving module in a watertight manner, wherein the metal case has a plurality of step portions with different outside diameters, and one of the plurality of step portions closest to the optical connecting portion contacts an inner surface of the waterproof cap along an entire circumference thereof.
3437 | System for mobile device cradle and tube gripper of non-destructive testing inspection device | A system includes a mobile handset with a handle portion and a gripper portion coupled to the handle portion. The handle portion includes a first dock configured to removably receive a user interface device. The gripper portion is configured to receive an insertion tube of a non-destructive testing (NDT) inspection device and to control the insertion tube relative to an inspection point. | 1. A mobile handset, comprising: a handle portion comprising a first dock configured to removably receive a user interface device; a gripper portion coupled to the handle portion, wherein the gripper portion is configured to receive an insertion tube of a non-destructive testing (NDT) inspection device through the gripper portion, to control a position and an orientation of the insertion tube relative to an inspection point when the gripper portion is engaged with the insertion tube, and to enable the insertion tube to move in an axial direction through the gripper portion when the gripper portion is not engaged with the insertion tube; and the user interface device removably coupled to the first dock, wherein the user interface device is configured to control the NDT inspection device.
3438 | Management, control and communication with sensors | A voice call is established using a computing device. A user is instructed to prepare a first device for pairing with the computing device and a server may instruct the computing device to scan for additional devices. The server may identify a first device from a list of devices and may instruct the computing device to pair with the first device. | 1. A method comprising: initiating a voice call with a remote operator in a call center; receiving instructions from the remote operator for a user to prepare a first device for pairing with a wearable device; receiving a first user input at the first device indicating a pairing request for the wearable device; after receiving the first user input, requesting, by a server, a list of one or more devices that are available for communication with the wearable device; receiving, at the server, the list of the one or more devices available for communication with the wearable device; receiving, at the server, a second user input identifying the first device from the list of one or more devices, wherein the first device comprises a health sensor; and transmitting, from the server to the wearable device and in response to the second user input identifying the first device, one or more instructions for use by the wearable device in pairing the health sensor with the wearable device.
3439 | System for monitoring individuals with a monitoring device, telemetry system, activity manager and a feedback system | A monitoring device, with one or more sensors detects or measures individual information selected from of at least one of, an individual's activities, behaviors and habit information, and an individual's health. The monitoring device includes ID circuitry with an ID storage that contains a unique individual ID, a communication system which reads and transmits the unique individual ID from the ID storage, a power source and a pathway system. A telemetry system is in communication with the monitoring device. An activity manager is in communication with the monitoring device. The activity manager provides information analysis of the individual information received from the monitoring device, the individual information selected from at least one of, individual physiological information, information that is indicative of the individual's activities, data indicative of one or more contextual parameters of the individual and monitoring a degree to which an individual has followed a routine. | 1. A system for determining sleep monitored information about an individual, comprising: a monitoring device that includes a microphone, an RF transmitter and sensors to determine air quality, sound level/quality, light quality and ambient temperature near the individual configured to assist to determine individual sleep information and sleep behavior information, the RF transmitter serving as a communication device; an accelerometer configured to detect a user'ss movement information, the accelerometer and the monitoring system configured to assist to determine individual sleep information and sleep behavior information, the microphone configured to record user movement sounds detected by the accelerometer, the accelerometer configured to cause the microphone to stop recording user movement sounds when the movement sounds are not directed to a sleep related parameter; a telemetry system in communication with the monitoring device; a sleep related activity manager in communication with the monitoring device, the sleep related activity manager analyzing telemetry data based on sleep onset and wake time, sleep interruptions, and the quality and depth of sleep; and a feedback system or subsystem in communication with the sleep related activity manager and in operation is configured to communicate the sleep related information.
3440 | Amplifiers including tunable tunnel field effect transistor pseudo resistors and related devices | Neural signal amplifiers include an operational amplifier and a feedback network coupled between an output and an input thereof. The feedback network includes a tunnel field effect transistor ("TFET") pseudo resistor that exhibits bi-directional conductivity. A drain region of the TFET may be electrically connected to the gate electrode thereof to provide a bi-directional resistor having good symmetry in terms of resistance as a function of voltage polarity. | 1. An amplifier, comprising: an operational amplifier; and a feedback network coupled between an output of the operational amplifier and a first input of the operational amplifier, the feedback network comprising a first tunnel field effect transistor (&quot;TFET&quot;) pseudo resistor, wherein the first TFET pseudo resistor comprises: a source region having a first conductivity type; a drain region having a second conductivity type that is different from the first conductivity type; a channel region having the first conductivity type between the source region and the drain region; a gate electrode on the channel region; and an electrical connection between the drain region and the gate electrode, wherein the feedback network further comprises a first capacitor coupled between the output of the operational amplifier and the first input of the operational amplifier, and wherein the first TFET pseudo resistor and a second TFET pseudo resistor are coupled in series with each other and coupled in parallel to the first capacitor.
3441 | Hands on steering wheel vehicle safety control system | The present invention provides a safety control system for a vehicle with controls located on the vehicle steering wheel. The controls maybe arranged in a cluster on one or both sides of the upper half of the steering wheel. The controls can be located in areas of the steering wheel including the spokes, the rim or a special flange extended from the rim or the spoke of the steering wheel and are easily recognizable and accessible by the driver while the driver is looking ahead from a normal driving position with the driver's eyes focused on the road and maintaining the driver's hands on the steering wheel. The controls can be further enhanced by varied coloring, shape, size, and texture to make them easily identifiable. The controls can be used to access and control vehicle systems or portable telematics devices in multi modal process in conjunction with thumb gesture interpretation or speech recognition. A further enhancement to the system is the introduction of a universal portable devices docking station to eliminate falling devices and the consequences of accident. | 1. A safety control system for vehicles having at least one vehicle controller with at least one program and memory to store the at least one program and operation parameters and a hand free communication system, the safety control system comprising: a sensor to detect a portable multifunctional telematics devices; a sensor to physically detect whether the portable multifunctional telematics device is physically docked in a cradle; and a communication controller in communication with the at least one vehicle controller wherein upon detecting a starting operation of the vehicle, the communication control will determine if the portable multifunctional telematics device is not physically docked in the cradle and will issue a signal limiting the drivability of the vehicle and the operation of the portable multifunctional telematics device if the portable multifunctional telematics device is not docked in the cradle.
3442 | Augmented reality panorama supporting visually impaired individuals | There is presented a system and method for providing real-time object recognition to a remote user. The system comprises a portable communication device including a camera, at least one client-server host device remote from and accessible by the portable communication device over a network, and a recognition database accessible by the client-server host device or devices. A recognition application residing on the client-server host device or devices is capable of utilizing the recognition database to provide real-time object recognition of visual imagery captured using the portable communication device to the remote user of the portable communication device. In one embodiment, a sighted assistant shares an augmented reality panorama with a visually impaired user of the portable communication device where the panorama is constructed from sensor data from the device. | 1. An augmented reality engine comprising: a device interface configured to receive ambient sensor data from a mobile sensing device, the ambient sensor data reflecting a environment of a person and including a current field of view and device position data; a panoramic engine configured to construct an augmented reality panorama representing a 3D digital model of the environment and including some of its objects at least partially based on the ambient sensor data with the current field of view integrated into the augmented reality panorama 3D digital model as a function of the device position; and an assistant interface configured to: present visually the 3D digital model of the augmented reality panorama along with the integrated current field of view to an assistant, generate device commands based on an interaction between the assistant with at least one object in the 3D digital model and outside the current field of view, transmit, via the device interface, the device commands to the remote mobile sensing device, the device commands instructing the mobile sensing device to capture additional object data associated with the objects in the augmented reality panorama outside the integrated current field of view, and update the augmented reality panorama by incorporating the additional object data into the 3D digital model.
3443 | External resonance matching between an implanted device and an external device | Some embodiments of the disclosure may include a device for wirelessly powering an implant unit in a body of a subject from a location outside of the body of the subject, wherein the implant unit includes a secondary antenna for wirelessly receiving energy. The device may include a primary antenna configured to be located external to the body of the subject, a circuit electrically connected to the primary antenna, and at least one processor electrically connected to the primary antenna and the circuit. The at least one processor may determine a resonant frequency mismatch between a first resonant frequency associated with the primary antenna and a second resonant frequency associated with the secondary antenna associated with the implant unit; and apply an adjustment to at least one component of the circuit to cause a change in the first resonant frequency associated with the primary antenna and a reduction in the resonant frequency mismatch. | 1. A device for treating sleep apnea from a location external to a body of a subject by wirelessly powering an implant in the body of the subject, and wherein the implant includes a secondary antenna for wirelessly receiving energy, the device comprising: a housing configured to be located external to the body of the subject at a location between a neck and chin of the subject, the housing including therein: a primary antenna configured to transmit a modulation signal to the secondary antenna, wherein the modulation signal causes stimulation of a nerve of the subject to treat sleep apnea; a circuit electrically connected to the primary antenna; and at least one processor electrically connected to the primary antenna and the circuit, the at least one processor configured to: determine a resonant frequency mismatch between a first resonant frequency associated with the primary antenna and the circuit and a second resonant frequency associated with the secondary antenna associated with the implant, when the implant is implanted in the body of the subject; and apply an adjustment to at least one component of the circuit to cause a change in the first resonant frequency associated with the primary antenna and the circuit and a reduction in the resonant frequency mismatch, wherein the adjustment is automatically determined by the at least one processor based on feedback from the secondary antenna associated with the implant.
3444 | User feedback through end effector of surgical instrument | A surgical instrument includes a handle assembly and a transmission assembly including an end effector. The end effector includes a visual indicator, such as dots disposed on a clamp arm, to emit light from at least one LED disposed between the clamp arm and a clamp pad. The LED is connectable to a power source. An outer sheath of the end effector is extruded to include a first set of electrical conduits. A distal assembly of the end effector includes the clamp arm, clamp pad, LED, and a second set of electrical conduits to mate with the first set of electrical conduits when the distal assembly is snap-fit into the extruded outer sheath. An ultrasonic surgical instrument includes an outer sheath configured to transmit light from an internally housed LED along portions of the outer sheath. | 1. A surgical instrument comprising: (a) a body; (b) a transmission assembly extending distally from the body; (c) an end effector at a distal end of the transmission assembly, wherein the end effector is operable to deliver ultrasonic energy from the transmission assembly to a surgical site; and (d) a visual indicator disposed within the transmission assembly or the end effector, wherein the transmission assembly or the end effector comprises at least one light emitting feature formed in the transmission assembly or the end effector, wherein the at least one light emitting feature is configured to emit light produced by the visual indicator from within the transmission assembly or the end effector to an exterior of the transmission assembly or the end effector, wherein the visual indicator is operable to visually indicate an operating parameter associated with the end effector via the at least one light emitting feature; wherein the end effector comprises an upper clamp arm, wherein the visual indicator comprises one or more LEDs, wherein the at least one light transmitting feature comprises a series of holes formed in the upper clamp arm configured to transmit light from the one or more LEDs.
3445 | Enhanced system and method for vibrotactile guided therapy | A system and method for providing therapy and assessment utilizing vibrotactile feedback is disclosed and claimed. Such treatment is useful for the treatment of disequilibrium and balance disorders. The system and method uses sensors such as force plates, inertial sensors, and three dimensional cameras to provide a subject with vibrotactile feedback in response to an attempt by the subject to perform predetermined motions. Predetermined motions are motions such as stand, sit-to-stand, reach, bend, functional gait, functional gait plus headshake, and other functional tasks. Vibrotactile stimulation may be applied during the subject's performance of a functional gait task as a disruptive input. Variance and rate of change of variance between measured and expected parameters are determined and used as a tool for assessment, and may also be used for providing real-time vibrotactile training. Such assessment and therapy is useful in the treatment of Traumatic Brain Injury (TBI). | 1. A method for providing motional training to a subject, comprising: a. providing a controller in communication with at least one three dimensional camera, said three-dimensional camera having a field of view; b. providing at least one force plate in communication with said controller; c. positioning a subject in the field of view of said at least one three dimensional camera, wherein said subject is defined as having a torso, while said subject is also positioned on said at least one force plate; d. identifying a predetermined task for said subject to attempt to perform; e. receiving signals produced by said three dimensional camera in response to an attempt by said subject to perform said predetermined task wherein said signals represent the position of the subject'ss body segments in three dimensional space; f. receiving signals produced by said force plate in response to an attempt by said subject to perform said predetermined task wherein said signals represent a center of pressure of said subject, said center of pressure having a location; g. calculating a ground projected center of gravity of said subject using said signals from said three dimensional camera, said ground projected center of gravity having a location; h. determining at least one threshold for variance between said center of pressure exerted by said subject on said at least one force plate and said ground projected center of gravity of said subject while said subject attempts to perform said predetermined task; i. comparing said location of said ground projected center of gravity and said location of said center of pressure to arrive at a variance; and j. providing vibrotactile stimulation to the torso of said subject in the event said variance exceeds said threshold, said vibrotactile stimulation being applied at one or more locations on the torso of the subject to induce one or more movements by said subject to counteract said variance; k. wherein steps e-j are carried out by said controller.
3446 | Heat-reduction methods and systems related to microfluidic devices | Systems and methods for preventing or reducing unwanted heat in a microfluidic device while generating heat in selected regions of the device are described. Current can be supplied to a heating element through electric leads that are designed so that the current density in the leads is substantially lower than the current density in the heating element. Unwanted heat in the microfluidic complex can be reduced by thermally isolating the electric leads from the microfluidic complex by, for example, running each lead directly away from the microfluidic complex. Unwanted heat can be removed from selected regions of the microfluidic complex using one or more cooling devices. | 1. A method for reducing transfer of heat to selected regions of a microfluidic complex, the method comprising: providing a microfluidic complex comprising at least one thermally actuated component and a heating surface; providing a substrate comprising first side, a second side, a thermally isolating layer between the first side and the second side, a heating element positioned between the first side and the thermally isolating layer, and a conductive lead; positioning the heating surface of the microfluidic complex adjacent to the first side of the substrate; and applying a current to the heating element thereby heating the microfluidic complex through the heating surface, wherein the conductive lead passes from the heating element, through the thermally isolating layer, and to a current source, so as to substantially thermally isolate the conductive lead from the microfluidic complex.
3447 | Device hold determination using bone conduction | Concepts and technologies are disclosed herein for device hold determination using bone conduction. According to one aspect, a device side transducer of a user device can receive a bone conduction signal from a user side transducer. The bone conduction signal can propagate through one or more bones of a user, such as one or more finger bones. An application can be executed by a processor of the user device to analyze the bone conduction signal to determine how the device is being held. In some embodiments, data regarding how the user device is being held by the user can be exposed to an application that is executable by the processor of the user device, an application external to the user device, an operating system that is executable by the user device, and/or a website. | 1. A computer storage medium that stores computer-readable instructions that, when executed by a processor of a user device, cause the processor to perform operations comprising: receiving a reference signal; receiving, via a device side transducer of the user device, a bone conduction signal from a user side transducer, wherein the bone conduction signal has propagated through a bone of a user associated with the user device; and analyzing, the bone conduction signal to determine how the user device is being held by the user, wherein analyzing comprises comparing the bone conduction signal to the reference signal to associate the bone conduction signal with at least a portion of a hand of the user to determine how the user device is being held in the hand of the user.
3448 | Self powered serial-to-serial or USB-to-serial cable with loopback and isolation | The cable for a medical device is an optically isolated serial transmission cable, used to connect a base device with a serial port, or the like, to a medical device. In an alternate embodiment of the invention, the invention enables auto detection of the cable. The base device is used to power the cable electronics. In another embodiment of the present invention, the interface cable is also supported by graphical and text message display that assists users in connecting the cable to both the medical device and a base device. | 1. A system for connecting a glucose monitor to a base device comprising: a base device and a glucose monitor; and a detachable cable comprising a detachable serial port connector at a first end and a detachable second connector at a second end, wherein: the serial port connector detachably connects said first end of said cable to said base device; and the second connector detachably connects said second end of said cable to said glucose monitor; the detachable cable further comprising: an optical isolation circuit between said first end and said second end of said cable that prevents electrical signals from propagating to the glucose monitor from the base device via said cable; and a loopback circuit on a base device side of the optical isolation circuit that provides a loopback signal to a connected one of a plurality of serial ports of said base device to identify to which of said plurality of serial ports said cable is connected; wherein the loopback circuit echoes data received from a serial output of the base device to a serial input of the base device; and wherein the base device comprises a display adapted to graphically display a first connection state of the connection of the serial port connector of the detachable cable to the base device, and a second connection state of the connection of the second connector of the detachable cable to the glucose monitor, said first and second connection states being displayed separately and simultaneously, and to animatedly display a transfer of data between the glucose device and the base device.
3449 | Methods and systems for using RFID in biological field | Biological reagent carrier devices and methods are disclosed, which employ RFID techniques to associate information with biological reagents. | 1. An apparatus for associating information with a biological reagent carrier, the apparatus comprising: a carrier configured to: retain a biological reagent, and be used with an instrument, wherein the instrument uses the biological reagent in performing a biological analysis; a radio-frequency identification (RFID) tag comprising a memory and an RFID antenna, wherein the RFID tag is coupled to the carrier, wherein the RFID tag includes control information related to at least one of the carrier and the biological reagent, wherein the control information included on the RFID tag is configured to be read by an RFID reader included on the instrument, and wherein the control information is used to restrict the use of the carrier retaining the biological reagent with the instrument.
3450 | Methods for monitoring objects in a surgical field | Apparatus and methods for identifying and counting objects having identifiers entering and exiting a surgical field are provided. In one embodiment, the apparatus has an entry scanner, a hand held scanner and an exit scanner for generating a detection field and for receiving data which identifies said objects. In another embodiment, the apparatus has a plurality of lower antennas and an upper antenna for generating a detection field and for receiving data which identifies said objects. Various surgical devices with identifiers and methods for preventing electromagnetic coupling between and protecting objects and identifier are also provided. The invention further provides apparatus and methods comprising a handheld scanner and a mat adapted to underlie a patient during a surgical procedure. | 1. A method comprising: dispensing new objects from a housing into a surgical field through an entry detection zone, at least one of said new objects comprising an identifier adapted to store information; inspecting an identifier of at least one of said new objects using at least one entry scanner operatively associated with said entry detection zone; emitting from at least one antenna of said entry scanner a detection field into said surgical field; and facilitating the counting and identifying of said new objects using said at least one antenna regardless of the orientation of said new objects.
3451 | Real-time driver observation and scoring for driver's education | A method includes, during a driving session in which a student driver operates a vehicle, gathering driving skill data indicative of at least one of behavior of the student driver, acceleration of the vehicle, braking of the vehicle, or steering of the vehicle, and gathering comments from a driving instructor about the driving session. The method also includes generating a driving session report corresponding to the driving session. The driving session report includes at least one score based on the driving skill data, and the comments from the driving instructor about the driving session. Still further, the method includes causing the driving session report to be displayed on a display device. | 1. A method comprising: during a driving session in which a student driver operates a vehicle while observed by a driving instructor: gathering driving skill data indicative of vehicle operation by the student driver from one or more sensors in a mobile device, the one or more sensors including at least one of the following: an accelerometer array, a geopositioning device, or an image capture device, and gathering comments from the driving instructor regarding vehicle operation at one or more geographic locations along a route traveled by the vehicle during the driving session, wherein the comments are gathered using a user interface of the mobile device and are each associated with one of the one or more geographic locations based upon data gathered from the one or more sensors; generating a driving session report corresponding to the driving session, including: at least one score based on the gathered driving skill data, and the gathered comments from the driving instructor about the driving session; and causing the driving session report to be displayed on a display device for review.
3452 | Electronic device for providing information to user | The present disclosure relates to an electronic device and a method which may visually provide information to a user, and notify the user of the information through other senses (e.g., a tactile sense, a hearing sense, etc.). The method includes performing voice guidance of information displayed on the touch screen in a predetermined order, detecting a user's input through the touch screen, and changing the order and performing the voice guidance in the changed order, when the detected user's input is a direction change input. | 1. A method of operating an electronic device having a touch screen, the method comprising: displaying a plurality of contents at different locations on the touch screen; starting, in a predetermined order, voice guidance of a user'ss input on the touch screen regarding information corresponding to the plurality of contents displayed on the touch screen; detecting the user'ss input through the touch screen; and if the detected user'ss input is an input for changing a start location of the voice guidance; detecting a pointing area on the touch screen corresponding to the detected user'ss input, determining a content closest to the pointing area among the plurality of contents, restarting the voice guidance at the determined content in the predetermined order, and changing, if the detected user'ss input is a direction change input, the order and restarting the voice guidance in the changed order.
3453 | Method and apparatus for signal decomposition, analysis, reconstruction and tracking | A system and method for representing quasi-periodic ("qp") waveforms, for example, representing a plurality of limited decompositions of the qp waveform. Each decomposition includes a first and second amplitude value and at least one time value. In some embodiments, each of the decompositions is phase adjusted such that the arithmetic sum of the plurality of limited decompositions reconstructs the qp waveform. Data-structure attributes are created and used to reconstruct the qp waveform. Features of the qp wave are tracked using pattern-ecognition techniques. The fundamental rate of the signal (e.g., heartbeat) can vary widely, for example by a factor of 2-3 or more from the lowest to highest frequency. To get quarter-phase representations of a component (e.g., lowest frequency "rate" component) that varies over time (by a factor of two to three) many overlapping filters use bandpass and overlap parameters that allow tracking the component's frequency version on changing quarter-phase basis. | 1. An apparatus comprising: a computer system having a storage device; a source of an initial series of digitized signal values; a first plurality of digital-bandpass filters each operably coupled to the source of digitized signal values and each configured to digitally filter the initial series of digitized signal values, wherein each one of the first plurality of digital-bandpass filters has a respective center frequency that is unique among respective center frequencies of the first plurality of digital-bandpass filters and a respective frequency range that overlaps the respective frequency range of a closest neighboring one of the first plurality of digital-bandpass filters, and wherein each one of the first plurality of digital-bandpass filters has an output signal; a first plurality of quarter-phase measurement units implemented by software and circuitry in the computer system that each determines a plurality of amplitude values and at least four phase-determined time points per full waveform cycle of the output signal of a corresponding one of the first plurality of digital bandpass filters; and a first frequency-component tracker implemented by software and circuitry in the computer system that uses the output signals from the plurality of quarter-phase measurement units to detect and track a first frequency component as that first tracked frequency component changes from being primarily within the respective frequency range of a first one of the first plurality of digital-bandpass filters to being primarily within the respective frequency range of a second one of the first plurality of digital-bandpass filters.
3454 | Endoscopic light source | A light source assembly includes multiple light emitters having output that are focused and mixed onto a optical fiber leading to an endoscope or other device. The emitters can be LEDs or solid state lasers that emit different colors. A driver circuit controls the relative output intensities of the light emitters so as to produce a desired light spectrum. A driver circuit includes a buck topology connected to a controller that provides current mode control. Pulse width modulation of the buck current is provided by a semiconductor switch across a solid state laser. A second order filter, formed by the an external inductor and the output capacitance of the buck topology, minimizes AC current ripple to the laser. | 1. A light emitting system comprising: a voltage source; at least one solid state light emitting device adapted to receive output current and emit light; a semiconductor switch electrically connected in parallel to the light emitting device, the switch adapted to periodically activate and deactivate the light emitting device by providing a short across the light emitting device at a pulse frequency and a pulse width to provide a square wave current to the at least one solid state light emitting device; a first inductor that operates as part of a converter, wherein the first inductor is in series with the voltage source and the light emitting device, the converter outputting a current; a second, current source output inductor that receives and filters the output of the converter to reduce current ripple in the current provided by the converter, wherein the second current source output inductor is positioned in series with and between the first inductor and the at least one solid state light emitting device, wherein an output of the second inductor is provided to the semiconductor switch and solid state light emitting device; and an output capacitor positioned between the first inductor and the second, current source output inductor at an output of the first inductor.
3455 | Electronic protected health information security for digital medical treatment room | A medical imaging system includes a data store having stored medical imaging data and a computer. The system may be in a medical treatment room and is adapted to receive and display imaging data from a medical procedure. The computer has a graphical user interface that receives authentication credentials. An authenticator alternately prevents or allows a user access by logging the user into the system using the authentication credentials. A file accessor receives received medical imaging data and stores it in the data store, and retrieves the stored medical imaging data and provides it to the graphical user interface for display. Documentation data is received through the graphical user interface and is stored in the data store without requiring the user to provide the authentication credentials or be logged into the system. The user cannot access the stored medical imaging data before providing the authentication credentials and being logged into the system. | 1. A medical imaging system for use during a medical procedure, comprising: a data store having stored medical imaging data; a computer in communication with the data store and having: a graphical user interface receiving user data from a user, the user data including authentication credentials used to allow the user access to predetermined system resources; an authenticator alternately preventing or allowing the user access to the predetermined system resources by logging the user into the system using the authentication credentials; a file accessor receiving medical imaging data and documentation data for the medical procedure, and storing the received medical imaging data and documentation data in the data store, and retrieving the stored medical imaging data and documentation data from the data store and providing the stored medical imaging data and documentation data to the graphical user interface for display to the user; an endoscope; and a touch screen displaying the graphical user interface; the touch screen adapted to receive the documentation data from the user through the graphical user interface without requiring the user to provide the authentication credentials or be logged into the system, the documentation data stored in the data store; the touch screen adapted to receive a selection of the endoscope as a source of the received medical imaging data and display the received medical imaging data on the touch screen in real-time during the medical procedure without requiring the user to provide the authentication credentials or be logged into the system, the received medical imaging data stored in the data store; the touch screen requiring the user to provide the authentication credentials or be logged into the system before permitting access to the stored medical imaging data or documentation data; and wherein the user is logged out of the system after a predetermined amount of time of system inactivity, the predetermined amount of time configurable by the user using the graphical user interface.
3456 | User activity tracking system | In one embodiment, sensor signals corresponding to motions of a computing device are determined. Activities of a user corresponding to the computing device are determined by selecting activity types which are based on the sensor signals, a set of user characteristics associated with the user, a classification of the set of user characteristics, and signal parameters. A reference to the selected activity types is displayed to the user. User input indicating whether the reference is correct is received. Based on the user input, the signal parameters may be adjusted. | 1. A method comprising: by a computing device, determining one or more sensor signals corresponding to one or more motions of the computing device; by the computing device, determining one or more activities of a user, wherein: the user corresponds to the computing device; the user is associated with a set of user characteristics; and the determining comprises selecting one or more activity types, wherein the one or more activity types correspond to a particular time period, and the selecting is based on: the sensor signals; one or more classifications corresponding to the user characteristics; and one or more signal parameters; by the computing device, displaying to the user a reference to the activity types; by the computing device, receiving user input indicating whether the reference is correct; and by the computing device, determining whether to adjust the signal parameters, wherein the determining is based on the user input.
3457 | Automated delivery of medical device support software | Embodiments of the present invention include a portable medical device with an integrated web server. The portable medical device is configured to establish a communication session with a user device. The integrated web server is configured to load software onto the user computing device for exchanging data with the portable medical device. | 1. A portable medical device comprising: a communication system; a web application server configured to create a server-client communications connection with a user device via the communication system, wherein the user device is associated with a user device type of a plurality of user device types; and a memory storing code for a software application, wherein the software application is adapted to support operation of the portable medical device, and wherein the software application is platform independent and is capable of being executed by each user device type of the plurality of user device types; wherein the web application server is further configured to automatically send to the user device the software application to be run on the user device so as to permit the user device to exchange data with the portable medical device, and wherein the portable medical device comprises at least one of a defibrillator, an automatic external defibrillator (AED), a non-invasive cardiac support pump, and a wearable cardioverter defibrillator.
3458 | Method and apparatus for customizing audio signal processing for a user | A method and apparatus for customizing audio signal processing for a user by a mobile device is provided. The method includes identifying hearing characteristics of the user by testing hearing abilities of the user, by the mobile device, at a plurality of frequencies; adjusting a dynamic range of each of the plurality of frequencies based on the hearing characteristics; processing a decoded audio signal based on the adjusted dynamic range of each of the plurality of frequencies; and outputting the processed audio signal. | 1. A method for customizing audio data processing for a user by a mobile device, the method comprising: receiving audio data through a wireless communication channel from an external device; decoding the received audio data; reducing noise of the decoded audio data; identifying hearing characteristics of the user by testing hearing abilities of the user, by the mobile device, at a plurality of frequency bands; adjusting a dynamic range of each of the plurality of frequency bands based on the hearing characteristics; processing the noise-reduced audio data based on the adjusted dynamic range of each of the plurality of frequency bands; and outputting the processed audio data, wherein reducing the noise of the decoded audio data comprises: determining whether or not audio quality optimization is to be performed; if the audio quality optimization is not to be performed, suppressing the noise included in the decoded audio data; and if the audio quality optimization is to be performed, suppressing the noise included in the decoded audio data and removing noise outside of the dynamic range from the decoded audio data.
3459 | Communication channel selection apparatus and methods | Apparatus and methods for communicating between an apparatus, such as a medical device, and a remote device are provided. One method includes determining a first indicator representative of a long-term availability for each of a plurality of channels for communication between a medical device and a remote device. The method further includes receiving a communication request from the remote device and, in response to the communication request, determining a second indicator representative of a short-term availability for each of the plurality of channels. The method further includes selecting a communication channel from the plurality of channels based on the first and second indicators. | 1. A method comprising: determining, by a medical device, a first indicator representative of a long-term availability for each of a plurality of channels for communication between the medical device and a remote device, the first indicator comprising a first confidence index based on signal strength and noise measurements, the first indicator comprising a first sliding average over a long-term time frame; receiving, by the medical device, a communication request from the remote device; in response to the communication request, determining, by the medical device, a second indicator representative of a short-term availability for each of the plurality of channels, the second indicator comprising a second confidence index based on signal strength and noise measurements, the second indicator comprising a second sliding average over a short-term time frame that is shorter than the long-term time frame; and selecting a communication channel from the plurality of channels based on a combined confidence index that is a weighted combination of the first confidence index and the second confidence index.
3460 | Biocompatible bonding method and electronics package suitable for implantation | The invention is directed to a method of bonding a hermetically sealed electronics package to an electrode or a flexible circuit and the resulting electronics package, that is suitable for implantation in living tissue, such as for a retinal or cortical electrode array to enable restoration of sight to certain non-sighted individuals. The hermetically sealed electronics package is directly bonded to the flex circuit or electrode by electroplating a biocompatible material, such as platinum or gold, effectively forming a studbump connection, which bonds the flex circuit to the electronics package. The resulting electronic device is biocompatible and is suitable for long-term implantation in living tissue. | 1. An implantable electronic device comprising: a hermetic electronics control unit including a bond pad, a first thin film flexible electrically insulating substrate; an electrically conducting metal layer deposited on the first insulating layer; a second thin film flexible electrically insulating substrate deposited on the electrically conducting metal layer; at least one of the first flexible electrically insulating substrate or the second flexible electrically insulating substrate defining a hole that expose the electrically conducting metal layer forming a contact; and an electrically conductive studbump for bonding the bond pad to the contact.
3461 | Control of spectral agressors in a physiological signal monitoring device | This disclosure describes techniques for controlling spectral aggressors in a sensing device that uses a chopper amplifier to amplify an input signal prior to sampling the signal. In some examples, the techniques for controlling spectral aggressors may include generating a chopper-stabilized amplified version of an input signal based on a chopper frequency, sampling the chopper-stabilized amplified version of the input signal at a sampling rate to generate a sampled signal, and analyzing a target frequency band of the sampled signal. The chopper frequency and the sampling rate may cause spectral interference that is generated due to the chopper frequency to occur in the sampled signal at one or more frequencies that are outside of the target frequency band of the sampled signal. The techniques for controlling spectral aggressors may reduce the noise caused by the chopper frequency in the resulting sampled signal, thereby improving the quality of the signal. | 1. A signal monitoring device comprising: a chopper amplifier configured to receive an input signal and generate a chopper-stabilized amplified version of the input signal based on a chopper frequency; an analog-to-digital converter configured to sample the chopper-stabilized amplified version of the input signal at a sampling rate to generate a sampled signal; and a processor configured to analyze a target frequency band of the sampled signal, wherein the chopper frequency and the sampling rate cause spectral interference that is generated by the chopper frequency to occur in the sampled signal at one or more frequencies that are outside of the target frequency band of the sampled signal, and wherein the chopper frequency is equal to one of: an odd multiple of one half of the sampling rate, or an odd multiple of one half of the sampling rate plus or minus a difference between one half of the sampling rate and a target spectral aggressor frequency that is outside of the target frequency band of the sampled signal.
3462 | Crest factor enhancement in electrosurgical generators | The present disclosure relates to an electrosurgical generator which includes a controller configured to generate a first pulse train having at least one first control pulse and at least one first reset pulse. The controller also includes a second pulse train having at least one second control pulse and at least one second reset pulse. The first control pulse(s) and the second control pulse(s) are asynchronous and the reset pulse(s) are synchronous. The electrosurgical generator also includes an RF output stage which includes a first switching element and a second switching element. The control pulses are configured to activate the first switching element and second switching elements, respectively, in an asynchronous fashion to generate a non-continuous RF waveform. | 1. A method for performing electrosurgery, the method comprising the steps of: generating a first pulse train, wherein the first pulse train includes at least one first control pulse and at least one first reset pulse; generating a second pulse train, wherein the second pulse train includes at least one second control pulse and at least one second reset pulse, the at least one first control pulse and the at least one second control pulse being asynchronous and the at least one first reset pulse and the at least one second reset pulse being synchronous; supplying the at least one first control pulse and the at least one second control pulse to an RF output stage, having a first switching element and a second switching element; activating the first and second switching elements asynchronously to generate a non-continuous RF waveform in response to a plurality of asynchronous first and second control pulses; activating the first and second switching elements synchronously to reset the RF output stage in response to the at least one first reset pulse and the at least one second reset pulse; determining a crest factor of the non-continuous RF waveform; and adjusting at least one property of each of the at least one first reset pulse and the at least one second reset pulse based on the determined crest factor.
3463 | Methods, systems, and devices for treating tinnitus with VNS pairing | A method of treating tinnitus comprising measuring a patient's hearing, determining the patient's hearing loss and the patient's tinnitus frequency using the measurements of the patient's hearing, programming a clinical controller with the measurements of the patient's hearing, selecting a plurality of therapeutic tones, where the therapeutic tones are selected to be at least a half-octave above or below of the patient's tinnitus frequency, setting an appropriate volume for each of the plurality of tones, repetitively playing each of the plurality of therapeutic tones, and pairing a vagus nerve stimulation pulse train with each playing of a therapeutic tone, thereby reducing the patient's perception of tinnitus. | 1. A system, comprising: a clinical controller providing therapy output signals including stimulation signals and sound signals; stimulator communicably connected to the clinical controller and receiving stimulation signals from the clinical controller; and headphones communicably connected to the clinical controller and receiving sound signals from the clinical controller, wherein the clinical controller provides a series of sound signals to the headphones and stimulation signals to the stimulator to relieve tinnitus symptoms, and the series of sound signals are configured to cause the headphones to output a series of discrete therapeutic tones separated by a quiet period, the discrete therapeutic tones having a frequency other than a predetermined tinnitus frequency of a patient having the tinnitus symptoms.
3464 | Circuit for an implantable device | An integrated circuit includes: a radio-frequency (RF) to direct current (DC) rectifying circuit coupled to one or more antenna on an implantable wirelessly powered device, the rectifying circuit configured to: rectify an input RF signal received at the one or more antennas and from an external controller through electric radiative coupling; and extract DC electric power and configuration data from the input RF signal; a logic control circuit connected to the rectifying circuit and a driving circuit, the logic control circuit configured to: generate a current for the driving circuit solely using the extracted DC electrical power; in accordance with the extracted configuration data, set polarity state information for each electrode; and a driving circuit coupled to one or more electrode, the driving circuit comprising current mirrors and being configured to: steer, to each electrode and via the current mirrors, a stimulating current solely from the generated current. | 1. An integrated circuit for an implantable wirelessly powered device for implantation in a patient'ss body, the circuit comprising: a radio-frequency (RF) to direct current (DC) rectifying circuit coupled to one or more antenna on the implantable wirelessly powered device, the rectifying circuit configured to: rectify an input RF signal received non-inductively at the one or more antennas and from an external controller through electric radiative coupling; and extract DC electric power and configuration data from the input RF signal; a logic control circuit connected to the rectifying circuit and a driving circuit that is coupled to two or more electrodes, the logic control circuit configured to: generate a current for the driving circuit solely using the extracted DC electrical power; and in accordance with the extracted configuration data, set polarity state information for each of the two or more electrodes; and a driving circuit coupled to the two or more electrodes, the driving circuit comprising current mirrors and configured to: steer, to each of the two or more electrodes and via the current mirrors, a stimulating current solely from the generated current to modulate neural tissue within the patient'ss body such that the two or more electrodes conduct stimulating currents of substantially identical amplitude when activated to apply stimulation to neural tissue.
3465 | Methods, systems, and devices for pairing vagus nerve stimulation with motor therapy in stroke patients | A method of treating motor deficits in a stroke patient, comprising assessing a patient's motor deficits, determining therapeutic goals for the patient, based on the patient's motor deficits, selecting therapeutic tasks based on the therapeutic goals, performing each of the selected therapeutic tasks repetitively, observing the performance of the therapeutic tasks, initiating the stimulation of the vagus nerve manually at approximately a predetermined moment during the performance of the therapeutic tasks, stimulating the vagus nerve of the patient during the performance of the selected therapeutic tasks, and improving the patient's motor deficits. | 1. A method of improving motor deficits in a stroke patient, comprising: assessing a stroke patient'ss motor deficits; determining therapeutic goals for the patient, based on the patient'ss motor deficits; selecting one or more therapeutic tasks based on the therapeutic goals; observing repetitive performances by the patient of the selected therapeutic task; stimulating the vagus nerve of the patient with an implanted neurostimulator that delivers pulse trains of electrical stimulation energy to a vagus nerve while the patient is performing a movement of the selected therapeutic task; terminating the stimulation of the vagus nerve so that there is no stimulation between movement execution; and improving the patient'ss motor deficits, wherein the pulse trains are delivered for a period of time during the movement, and the period of time has a duration that is different than a duration of the movement.
3466 | Methods, systems, and devices for pairing vagus nerve stimulation with motor therapy in stroke patients | A method of treating motor deficits in a stroke patient, comprising assessing a patient's motor deficits, determining therapeutic goals for the patient, based on the patient's motor deficits, selecting therapeutic tasks based on the therapeutic goals, performing each of the selected therapeutic tasks repetitively, observing the performance of the therapeutic tasks, initiating the stimulation of the vagus nerve manually at approximately a predetermined moment during the performance of the therapeutic tasks, stimulating the vagus nerve of the patient during the performance of the selected therapeutic tasks, and improving the patient's motor deficits. | 1. A method of improving motor deficits in a stroke patient, comprising: selecting one or more therapeutic tasks; observing repetitive performances by the patient of the selected therapeutic task; stimulating a vagus nerve of the patient with an implanted neurostimulator that delivers pulse trains of electrical stimulation energy to the vagus nerve while the patient is performing a movement of the selected therapeutic task; terminating the stimulation of the vagus nerve so that there is no stimulation between movement execution; and improving the patient'ss motor deficits, wherein the action of stimulating the vagus nerve of the patient further comprises determining respective beginnings of performances of the selected therapeutic task, and applying the pulse trains to the vagus nerve based on the determined beginnings of the performances, wherein the vagus nerve stimulation pulse trains begin after the beginning of the respective selected therapeutic tasks, wherein the vagus nerve stimulation pulse trains end prior to the end of the respective selected therapeutic tasks, and wherein the vagus nerve stimulation pulse train is not presented between performances of the selected therapeutic task.
3467 | Methods, systems, and devices for pairing vagus nerve stimulation with motor therapy in stroke patients | A method of treating motor deficits in a stroke patient, comprising assessing a patient's motor deficits, determining therapeutic goals for the patient, based on the patient's motor deficits, selecting therapeutic tasks based on the therapeutic goals, performing each of the selected therapeutic tasks repetitively, observing the performance of the therapeutic tasks, initiating the stimulation of the vagus nerve manually at approximately a predetermined moment during the performance of the therapeutic tasks, stimulating the vagus nerve of the patient during the performance of the selected therapeutic tasks, and improving the patient's motor deficits. | 1. A method, comprising: treating one or more motor deficits via the actions of: exposing a patient to a plurality of therapeutic motions; and applying a plurality of vagus nerve stimulation electrical pulse trains to the patient, respective trains of the plurality of trains being in temporal proximity to respective therapeutic motions of the plurality of therapeutic motions exposed to the patient to improve the patient'ss motor deficits, wherein the pulse trains are delivered for a period of time during at least one therapeutic motion of the plurality of therapeutic motions, and the period of time has a duration that is different than a duration of the at least one therapeutic motion of the plurality of therapeutic motions.
3468 | Leadless dual-chamber pacing system and method | In accordance with an embodiment, a system and method is provided for providing communications between first and second implantable medical devices (IMDs). The system comprises a first implantable medical device (IMD) configured to transmit a first event message during or preceding a first cardiac cycle, and a second IMD configured to receive the first event message, wherein receipt of the first event message configures the second IMD to generate pacing pulses for only a predetermined number ("n") of consecutive cardiac cycles, wherein n is an integer equal to or greater than 2. The method comprises transmitting a first event message during or preceding a first cardiac cycle from the first IMD, receiving the first event message at the second IMD, in response to receiving the first event message, arming the second IMD to generate a pacing pulse for a second cardiac cycle, and arming the second IMD to generate a pacing pulse for only a predetermined number of consecutive cardiac cycles immediately subsequent to the second cardiac cycle. | 1. A cardiac pacing system comprising: a first implantable medical device (IMD) configured to transmit a first event message during or preceding a first cardiac cycle; and a second IMD configured to receive the first event message, wherein receipt of the first event message configures the second IMD to generate pacing pulses for only a predetermined number (&quot;n&quot;) of consecutive cardiac cycles, wherein n is an integer equal to or greater than 2, wherein the second IMD comprises a first escape interval timer and a second escape interval timer, and wherein receipt of the first event message: configures the second IMD to initiate the first escape interval timer to generate a first pacing pulse, and configures the second IMD to initiate the second escape interval timer for only a predetermined number of one or more subsequent consecutive cardiac cycles to generate one or more subsequent pacing pulses for the one or more subsequent consecutive cardiac cycles, wherein the second IMD is configured to initiate the second escape interval timer so as to configure the second IMD to generate a subsequent pacing pulse during only m immediately subsequent cardiac cycles, where m is an integer between one and ten.
3469 | Systems and methods for coordinating musculoskeletal and cardiovascular or cerebrovascular hemodynamics | Described herein are methods for determining a target musculoskeletal activity cycle (MSKC) to cardiac cycle (CC) timing relationship. The method may include detecting a first characteristic of a signal responsive to a CC timing of a user that repeats at a frequency that corresponds to a heart rate of the user; detecting a second characteristic of a signal responsive to a rhythmic musculoskeletal cycle activity (MSKC) timing of the user that repeats at a frequency that corresponds to the MSKC rate of the user; determining a value representative of an actual timing relationship between the first characteristic and the second characteristic; detecting a third characteristic of a signal corresponding to a physiological metric that varies with the actual timing relationship between the first and second characteristics; and determining a target value representative of a preferred timing relationship between the first and second characteristics. | 1. A method for guiding a user to a target rhythmic MSKC to CC timing relationship comprising: detecting a first signal responsive to the timing of the CC of a user using a first sensor; determining the heart rate of the user using at least a portion of the first signal detected by the first sensor using a first processor; providing a recurrent prompt from a prompt device to the user as a timing indication for performance of a rhythmic musculoskeletal activity, wherein the timing indication guides the user to a musculoskeletal activity cycle rate (MSKR), wherein the heart rate of the user is substantially an integer multiple of the MSKR; detecting a second signal responsive to the rhythmic musculoskeletal activity timing of the user that repeats at an MSKR of the user using a second sensor; determining an actual MSKC to CC timing relationship between the first signal and the second signal using the first processor; comparing the actual timing relationship of the first signal and the second signal to a target MSKC to CC timing relationship, wherein the target timing relationship is provided by the first processor or a second processor; and adjusting the timing indication of the recurrent prompt from the prompt device to the user based on a difference between the actual timing relationship and the target timing relationship, so as to reduce the magnitude of the difference.
3470 | Systems and methods for detection and quantification of analytes | Devices, systems, and methods for detecting molecules of interest within a collected sample are described herein. In certain embodiments, self-contained sample analysis systems are disclosed, which include a reusable reader component, a disposable cartridge component, and a disposable sample collection component. In some embodiments, the reader component communicates with a remote computing device for the digital transmission of test protocols and test results. In various disclosed embodiments, the systems, components, and methods are configured to identify the presence, absence, and/or quantity of particular nucleic acids, proteins, or other analytes of interest, for example, in order to test for the presence of one or more pathogens or contaminants in a sample. | 1. A cartridge comprising: an input tunnel configured to permit full or partial insertion of a sample collection device adapted to be exposed to a sample; a sample reservoir configured to hold a fluid and configured to receive the sample from the sample collection device such that the sample and reagents mix in the fluid; a chemical substrate reservoir configured to hold a substrate solution comprising a chemical substrate, the chemical substrate reservoir fluidicly isolated from the sample reservoir; an analysis channel configured to receive, from the sample reservoir, the fluid comprising the sample and the reagents mixed therein, the analysis channel further configured to receive, from the chemical substrate reservoir, the substrate solution comprising the chemical substrate; and a sensor at least partially disposed within the analysis channel, the sensor configured to be exposed to the fluid comprising the sample and the reagents mixed therein from the sample reservoir in the analysis channel such that the reagents indicative of at least one of a presence, absence, or quantity of one or more analytes within the sample localize over the sensor, the sensor further configured to be exposed to the substrate solution comprising the chemical substrate from the chemical substrate reservoir such that the sensor generates an electrical signal indicative of at least one of the presence, absence, or quantity of the one or more analytes within the sample based on reactions between the chemical substrate and the reagents localized at the sensor within the analysis channel.
3471 | Wavelength-swept light source apparatus and measuring apparatus | A wavelength-swept light source apparatus comprises a light source that emits a wavelength-swept light that varies in a predetermined cycle, a mode hop detector that detects a mode hop of the wavelength-swept light emitted from the light source; and a control unit that controls at least one of a parameter that defines a specified period having a predetermined fixed or variable time length provided in the predetermined cycle and a control parameter of the light source, thereby to set an occurrence timing of the mode hop detected by the mode hop detector outside of the specified period. | 1. A wavelength-swept light source apparatus comprising: a light source that emits a wavelength-swept light of which wavelength varies in a predetermined cycle; a mode hop detector that detects a mode hop of the wavelength-swept light emitted from the light source; and a control unit that controls at least one of a parameter that defines a specified period having a predetermined fixed or variable time length provided in the predetermined cycle and a control parameter of the light source, thereby to set an occurrence timing of the mode hop detected by the mode hop detector outside of the specified period.
3472 | Modifying a person's eating and activity habits | A system for managing the food intake of a person comprises means for collecting information about food consumed by the subject, and means for providing feedback to the subject regarding the food consumed. It further comprises a sensor 57 for obtaining a signal related to the person and monitoring means for generating the information by performing a pattern recognition of the obtained signal for detecting whether the person is consuming food. The sensor comprises a camera and the pattern recognition comprises image processing. The image processing comprises the detection of a mouth and of a hand and of food. The system further comprises means for causing an audio/video-rendering device 56 to deliver the feedback. The camera is attached to the rendering device. The system further comprises means for identifying available rendering devices 56 arranged for being caused to deliver feedback. | 1. An apparatus, comprising: a microprocessor configured to: receive image data of a food; receive data corresponding to movement by a subject relative to the food; based on the image data, determine that the food is unhealthy; based on the determination that the food is unhealthy and further based on a determination by the microprocessor that the data about the movement by the subject corresponds to a limited movement pattern, determine that the subject is engaged in unhealthy behavior; based on the determination of the unhealthy behavior, provide feedback related to the unhealthy behavior; and store in memory the image data and the data corresponding to movement by the subject over a predefined time duration and provide the feedback after the predefined time duration.
3473 | Active acoustic filter with location-based filter characteristics | There is disclosed active acoustic filter systems and methods. A processor is disposed within a housing configured to interface with a user's ear. A memory stores data defining one or more locations and a respective set of location-based processing parameters associated with each of the one or more locations. A personal computing device external to the housing is coupled to the processor via a first wireless communications link. The personal computing device determines a current location of the active acoustic filter system. The processor generates digitized processed sound by processing digitized ambient sound in accordance with a set of location-based processing parameters retrieved from the memory, the retrieved set of location-based processing parameters associated with the current location of the active acoustic filter system as determined by the personal computing device. | 1. An active acoustic filter system, comprising: a housing configured to interface with a user'ss ear; a microphone, a preamplifier, and an analog to digital converter to convert ambient sound experienced by the housing into digitized ambient sound; a processor disposed within the housing; a memory disposed within the housing and storing data defining one or more locations and a respective set of location-based processing parameters associated with each of the one or more locations, wherein at least one set of the one or more sets of location-based processing parameters were manually entered by the user at least in part by the user inputting one or more inputs that adjust a decibel level associated with one or more user selected frequency bands of an audible frequency spectrum associated with ambient sound experienced by the housing and wherein the one or more inputs are stored in the memory in association with the respective set of location-based processing parameters and a location of the active acoustic filter; and a digital to analog converter, an amplifier, and a speaker to convert digitized processed sound into processed output sound, wherein a personal computing device is external to the housing and coupled to the processor via a first wireless communications link, the personal computing device is configured to determine a current location of the active acoustic filter system, wherein the processor generates the digitized processed sound by processing the digitized ambient sound in accordance with a set of location-based processing parameters retrieved from the memory, the retrieved set of location-based processing parameters associated with the current location of the active acoustic filter system, and wherein the processed output sound is a modified version of the ambient sound experienced by the housing that is processed based on the current location of the active acoustic filter.
3474 | Methods for optically powering transducers and related transducers | The present disclosure describes a method for optically powering transducers and related transducers with a photovoltaic collector. An optical fiber power delivery method and a free space power delivery method are also provided. A fabrication process for making an optically powered transducer is further described, together with an implantable transducer system based on optical power delivery. | 1. A method for optically powering a transducer, comprising: directing optical energy at a transducer through an optical fiber; providing a monitoring system having a multi-functional light source connected to the optical fiber to direct optical energy to the transducer and to support an optical data link between the transducer and the monitoring system; and using the multi-functional light source to provide light for a non-communication function, wherein the monitoring system detects a spectrum of light returning through the optical fiber from the transducer.
3475 | Magnetic field antenna | A magnetic field antenna that provides high efficiency and a compact form factor. Electromagnetic shielding of electrical components used in the antenna is provided, and one embodiment of the invention is a wireless battery-free communications earplug. | 1. A magnetic field antenna comprising: a) an earplug body having a distal end and a proximal end; b) a magnetic core section within the earplug body; c) an antenna coil having at least one turn wrapped at least partially around the magnetic core section; d) at least one electrical component within the earplug body, electrically coupled to the antenna coil; and e) an eartip adapter at least partially made of magnetic material, located on the proximal end of the earplug body, the eartip adapter being magnetically coupled to the magnetic core section and acoustically coupled to the at least one electrical component.
3476 | Systems and methods for synchronizing between an in-vivo device and a localization system | An in-vivo device may allocate a sensing window in a work cycle for sensing and processing localization signals to determine the location/orientation of the in-vivo device. The in-vivo device may use a timing unit to schedule transmission of data frames and the sensing of the localization signals relative to a reference time embedded in work cycles. The timing unit may produce a clock signal based on which the in-vivo device may measure time specifics, which define the sensing window, relative to the reference time. A receiver may use data embedded in data frames to restore the clock signal and the reference time, and, from them, and using identical or similar time specifics, generate a synchronization signal for a localization signals source (LSS) to enable the LSS to generate localization signals in synchronization with the sensing windows. | 1. A method for timing sensing of localization signals by an in-vivo device, the method comprising: by an in-vivo device operating according to a sensing time window within a work cycle of the in-vivo device, the in-vivo device timing the work cycle using a clock signal and having defined within the work cycle a reference time, performing during the work cycle: (i) transmitting a data frame to a receiver, the data frame comprising data facilitating generation by the receiver of a synchronization signal for an external localization signals source based on a clock pulse, the reference time, and on time specifics of the sensing time window; (ii) measuring time elapsing from the reference time by using the clock signal; (iii) sensing, based on the elapsed time, during a time period complying with the time specifics of the sensing time window, one or more localization signals externally transmitted by the external localization signals source at times and for duration specified by the synchronization signal; and producing localization data representative of the sensed externally transmitted localization signals.
3477 | Medical robotic system providing computer generated auxiliary views of a camera instrument for controlling the position and orienting of its tip | A medical robotic system includes an entry guide with surgical tools and a camera extending out of its distal end. To supplement the view provided by an image captured by the camera, an auxiliary view including articulatable arms of the surgical tools and/or camera is generated from sensed or otherwise determined information about their positions and orientations and displayed on a display screen from the perspective of a specified viewing point. Intuitive control is provided to an operator with respect to the auxiliary view while the operator controls the positioning and orienting of the camera. | 1. A method implemented by a processor for positioning and orienting a distal tip of an articulated image capturing instrument while the distal tip of the articulated image capturing instrument is extending out of an entry guide, the method comprising: determining, by using the processor, a position and orientation of the distal tip of the articulated image capturing instrument; generating, by using the processor, an auxiliary view of a portion of the articulated image capturing instrument that is extending out of the entry guide by the processor using the determined position and orientation of the distal tip of the articulated image capturing instrument, wherein the auxiliary view is from a three-dimensional viewing point from which the portion of the articulated image capturing instrument is viewable throughout an available workspace of the portion of the articulated image capturing instrument; displaying, by using the processor, the auxiliary view on a display; and controlling, by using the processor, positioning and orienting the distal tip of the articulated image capturing instrument in response to movement of an input device by: accounting for misalignment between an orientation of the input device with respect to the auxiliary view being displayed on the display and the determined orientation of the distal tip of the articulated image capturing instrument with respect to a control reference frame, and mapping movement of the input device with respect to the auxiliary view being displayed on the display screen to a commanded movement of the distal tip of the articulated image capturing instrument with respect to the control reference frame.
3478 | Information processing apparatus, portable communication terminal, and control methods and control programs thereof | An information processing apparatus includes an acquisition unit that, when a medical measurement device is connected to a portable communication terminal, acquires specifying information for specifying the medical measurement device via the portable communication terminal, a first receiver that receives, via the portable communication terminal, measurement result information of a measurement target person measured by the medical measurement device by executing a driver program corresponding to the specifying information, a second receiver that receives, from the portable communication terminal, measurement target person information for specifying the measurement target person measured by the medical measurement device, an accumulator that accumulates the measurement target person information and the measurement result information in association with each other, and a transmitter that transmits accumulated information to one of the portable communication terminal and a medical care worker communication terminal. | 1. An information processing apparatus comprising: an acquisition unit that, when a medical measurement device is connected to a portable communication terminal, acquires specifying information for specifying the medical measurement device via the portable communication terminal; a driver executer that executes a driver program corresponding to the specifying information without downloading a measuring program into the portable communication terminal; a first receiver that receives, via the portable communication terminal, measurement result information of a measurement target person measured by the medical measurement device; a second receiver that receives, from the portable communication terminal, measurement target person information for specifying the measurement target person measured by the medical measurement device; and an accumulator that accumulates the measurement target person information and the measurement result information in association with each other.
3479 | Distributed healthcare communication system | A graphical audio station of a nurse call system is operable to permit a user to perform one or more of the following functions: establish a two-way voice communication link with another computer device in another patient and/or with a another computer device located in another staff work area and/or with a wireless communication device carried by caregiver and/or with a telephone of the healthcare facility; broadcast a voice page to a group of other selected computer devices; compose and send a text message to a portable device that is carried by a caregiver and that has wireless communication capability; browse web pages and/or view multimedia content, such as videos, hosted on servers of the healthcare facility and/or that are accessible via the Internet; view and/or acknowledge and/or answer and/or cancel alerts or nurse calls originating in a plurality of patient rooms. | 1. A healthcare communication system for use in a healthcare facility having a plurality of patient rooms, the healthcare communication system comprising: a plurality of graphical audio stations, each of the patients rooms having at least one of the plurality of graphical audio stations located therein, a master station communicatively coupled to each of the graphical audio stations, each of the plurality of graphical audio stations having a graphical display screen and having user inputs that are usable to establish a two-way communication link with a selected one of the other graphical audio stations, and an input/output circuit spaced from the plurality of graphical audio stations, at least some of the plurality of graphical audio stations communicating with the input/output circuit according to a first communication protocol and the input/output circuit communicating with the master station according to a second communication protocol.
3480 | Tactile belt system for providing navigation guidance | The disclosure includes a system and method for providing navigation guidance. The system includes a tracking application and a user. The tracking application determines a location of a user, determines a position of at least one object in proximity to the user, determines a path for the user to avoid the at least one object, generates linear and angular velocities that correspond to the path and generates directions that correspond to the linear and angular velocities. The user can receive the directions as audio instructions or via a tactile belt with motors that vibrate to convey the directions. | 1. A computer-implemented method comprising: determining a first path for a mobile computing device associated with a user to move within an environment; receiving image data from a scanner associated with the mobile computing device, the image data including one or more images of the user and one or more objects in the environment; determining, with one or more processors, a location of the user of a tactile belt using the image data; determining, with the one or more processors, a position of at least one object in proximity to the user using the image data; determining, with the one or more processors, a second path for the user to avoid the at least one object based on the location of the user and the position of the at least one object; generating, with the one or more processors, linear and angular velocities that correspond to the second path; and generating, with the one or more processors, directions that correspond to the linear and angular velocities by converting, with the one or more processors, the linear and angular velocities to a vibrational pattern for the tactile belt, the vibrational pattern including one or more of a directional pattern and a rotational pattern for vibrating one or more motors of the tactile belt.
3481 | Aroma diffusing system and aroma diffusing method thereof | The present invention relates to an aroma diffusing system and aroma diffusing method thereof. This method includes establishing wireless communication connection between a mobile terminal and an aroma diffuser; receiving user input and generating a corresponding order through the mobile terminal and sending the order in a wireless mode; receiving the order through the wireless communication module of the aroma diffuser and executing the order through the electric control element of the aroma diffuser; feeding back order execution result to the mobile terminal through the wireless communication module of the aroma diffuser; receiving the order execution result through the mobile terminal and giving a corresponding prompt in the mobile terminal. The present invention may control the operation mode of the aroma diffuser and improve operation experience and use experience through a smart phone. | 1. An aroma diffusing method, comprising: establishing wireless communication connection between a mobile terminal and an aroma diffuser; receiving user input and generating a corresponding order through the mobile terminal and sending the order in a wireless mode; receiving the order through a wireless communication module of the aroma diffuser and executing the order through an electric control element of the aroma diffuser; feeding back order execution result to the mobile terminal through the wireless communication module of the aroma diffuser; receiving the order execution result through the mobile terminal and giving a corresponding prompt in the mobile terminal.
3482 | Coordination of control commands and controller disable messages in a medical device system | A medical device system includes at least one controllable patient-worn or patient-carried medical device, and a plurality of controller devices that are capable of independently controlling features or functions of the patient medical device. Control commands and other data is wirelessly communicated among the patient medical device and the multiple controller devices. A number of techniques, protocols, and other measures are provided to coordinate wireless communication between the various devices in a medical device system. These control command coordination processes address situations where conflicting, redundant, or concurrent control commands might be independently issued by the multiple controller devices. | 1. A method of coordinating control commands in a medical device system comprising a medical device that delivers therapy to a patient, and a plurality of wireless controller devices for the medical device, the method comprising: wirelessly receiving a control command that is formatted to control a function of the medical device, the control command originating from an active controller device of the plurality of wireless controller devices; in response to receiving the control command, wirelessly broadcasting a disable message from the medical device, the disable message conveying instructions intended to at least partially disable control functions of the plurality of wireless controller devices; processing the control command to execute the function; and wirelessly broadcasting an enable message from the medical device, the enable message conveying instructions intended to override the effect of the disable message, wherein the enable message is wirelessly broadcast after execution of the function.
3483 | Photovoltaic generation device and system and application thereof to an implantable medical device | A photovoltaic device including a CIGS photovoltaic module having a so-called top surface, intended to be exposed to light radiation; and a light emitting diode emitting light at a wavelength of less than 600 nm and transparent to radiation in the near infrared, attached to the top surface of the photovoltaic module. A photovoltaic generation system having: at least one such photovoltaic device; a system of switches to selectively connect the photovoltaic module to the light emitting diode or to a terminal supplying an external load; and a control circuit for controlling the system of switches. An electrical system having: such a photovoltaic generation system; a battery connected to the supply terminal; and at least one electronic circuit connected to the battery in order to be powered. An implantable medical device having such an electronic system. | 1. A photovoltaic device comprising: a CIGS photovoltaic module having a surface, called the upper surface, intended to be exposed to luminous radiation; and a light-emitting diode having a luminous emission at a wavelength shorter than 600 nm, and transparent to radiation in the near infrared, fastened to said upper surface of the photovoltaic module.
3484 | NFC/RF mechanism with multiple valid states for detecting an open container, and methods of making and using the same | A wireless (e.g., near field or RF) communication device, and methods of manufacturing and using the same are disclosed. The wireless communication device includes a receiver and/or transmitter, a substrate with an antenna thereon, an integrated circuit, and one or more protection lines. The antenna receives and/or transmits or broadcasts a wireless signal. The integrated circuit processes the wireless signal and/or information therefrom, and/or generates the wireless signal and/or information therefor. The integrated circuit has a first set of terminals electrically connected to the antenna. The protection line(s) are on a common or different substrate as the antenna. The protection line(s) sense or determine a continuity state of a package or container on which the communication device is placed or to which the communication device is fixed or adhered, and are electrically connected to a second set of terminals of the integrated circuit different from the first set of terminals. | 1. A wireless communication device, comprising: a) a receiver and a transmitter; b) a substrate with an antenna thereon, said antenna receiving a first wireless signal and transmitting or broadcasting a second wireless signal; c) an integrated circuit configured to (i) process said first wireless signal and/or information therefrom, and (ii) generate said second wireless signal and/or information therefor, said integrated circuit having a first set of terminals electrically connected to said antenna, the integrated circuit comprising (i) a continuity sensor and (ii) a memory; and d) one or more protection lines on a common or different substrate, the protection line(s) being (i) configured to sense or determine a continuity state of a package or container on which the communication device is placed or to which the communication device is fixed or adhered, and (ii) electrically connected to said continuity sensor through a second set of terminals of said integrated circuit different from said first set of terminals, wherein the memory includes one or more bits configured to store a value corresponding to the continuity state of the container or package, and the second wireless signal communicates the value of the continuity state of the container or package.
3485 | Hybrid radio frequency / inductive loop antenna | Biometric monitoring devices, including various technologies that may be implemented in such devices, are discussed herein. Additionally, techniques, systems, and apparatuses are discussed herein for providing a hybrid antenna including an RF radiator and an electrically coupled inductive loop. The hybrid antenna is capable of providing both RF and induction functionality, e.g., radio frequency transmission/reception capabilities for Bluetooth as well as near-field-communications (NFC) functionality via the inductive loop. The inductive loop may be in conductive contact with the RF radiator or may be inductively coupled with the RF radiator and not in conductive contact with the RF radiator. The inductive loop may act as a planar element of a planar inverted-F antenna (PIFA). | 1. An apparatus comprising: a ground plane; a radio-frequency radiator; a feed post conductively connected to the radio-frequency radiator; a shorting post, wherein the shorting post is connected to the radio-frequency radiator; and a near-field communications (NFC) tag including an NFC circuit and a multi-turn inductive loop configured to couple electrically with the radio-frequency radiator, the multi-turn inductive loop either in conductive contact with the radio-frequency radiator or not in conductive contact with the radio-frequency radiator, the radio-frequency radiator at least partially overlapping the turns in the multi-turn inductive loop, wherein: the multi-turn inductive loop is conductively connected with the NFC integrated circuit and configured to inductively couple with a near-field magnetic field to provide power to the NFC circuit, the NFC circuit, when powered, is configured to broadcast information stored within the NFC circuit, and the multi-turn inductive loop of the NFC tag, the radio-frequency radiator, the ground plane, and the feed post together form a planar inverted-F antenna configured to produce and receive electro-magnetic radio-frequency signals, wherein the multi-turn inductive loop of the NFC tag serves as a radiator extension to the radio-frequency radiator when producing and receiving the electro-magnetic radio-frequency signals.
3486 | Network of electronic devices assembled on a flexible support and communication method | An embodiment of a network of electronic devices is formed on a flexible substrate by a plurality of electronic devices assembled on the flexible substrate. The electronic devices have an embedded antenna for mutual coupling of a wireless type. Each electronic device is formed by a chip or a complex system integrating a transceiver circuit coupled to the embedded antenna and a functional part coupled to the transceiver circuit and including at least one element chosen in the group comprising: a sensor, an actuator, an interface, an electrode, a memory, a control unit, a power-supply unit, a converter, an adapter, a digital circuit, an analog circuit, an RF circuit, a microelectromechanical system, an electrode, a well, a cell, a container for liquids. The flexible support may be a substrate of plastic material that incorporates the electronic devices or a garment having smart buttons that house the electronic devices. | 1. A system, comprising: a flexible first layer; and first circuits fixed to the flexible first layer, wherein the first circuits are configured to communicate with each other using a mutual coupling without contact, wherein the mutual coupling without contact comprises magnetic coupling circuitry comprising: an antenna for each of the first circuits; a magnetic generator; and a passive line made of a pair of parallel extending strips of ferromagnetic material that extend in or on the flexible first layer and is magnetically coupled to the antenna for each of the first circuits; wherein the pair of parallel extending strips of ferromagnetic material for said passive line are coupled to the magnetic generator to form a closed magnetic loop circuit; wherein the magnetic generator applies an AC signal at a first frequency to the pair of parallel extending strips of ferromagnetic material to supply power to the first circuits, the first circuits communicating with each other using a second frequency different from the first frequency.
3487 | Filtered feedthrough assembly for implantable medical electronic devices | A filtered feedthrough assembly for an implantable medical device includes a ferrule, an electrical insulator coupled to the ferrule by a connection element, a plurality of feedthrough conductors extending through the electrical insulator, a printed circuit board (PCB), and a plurality of capacitors. The PCB is coupled to the ferrule or the electrical insulator, and includes one or more ground layers and a plurality of vias. The connection element is electrically coupled to the ground layer through the vias. The capacitor has a ground terminal electrically coupled to the ground layer through at least one of the vias, and a conductor terminal electrically coupled to the feedthrough conductor. | 1. A filtered feedthrough assembly for an implantable medical device, comprising: a ferrule configured to be attached to a metal case of the implantable medical device; an electrical insulator coupled to the ferrule by a connection element; a feedthrough conductor extending through the electrical insulator; a printed circuit board (PCB) coupled to at least one of the ferrule and the electrical insulator, the PCB including a ground layer and a plurality of vias, the connection element being electrically coupled to the ground layer through the vias; and a capacitor having a ground terminal electrically coupled to the ground layer through at least one of the vias, and a conductor terminal electrically coupled to the feedthrough conductor.
3488 | Mobile device cover with detachable EMF blocker | An EMF blocker having a blocking shield made of a material to sufficiently block EMF radiation emitted from electronic devices. The EMF blocker has necessary coupling mechanism to detachably couple to the electronic device so that an ideal relative positioning between the electronic device and the EMF blocker is ensured. The EMF blocker also has necessary coupling mechanism to couple to a user of the electronic device to the EMF blocker. The EMF blocker can be in the form of a bib, an apron, a blanket, an article of clothing, a panel. The electronic device can be any mobile electronic device, laptop computer, or even a desktop computer. | 1. An accessory to an electronic device, wherein the electronic device is a cellular phone, a tablet computer, a laptop computer, a portable DVD player, a portable video game player, or a desktop computer, and wherein the accessory detachably attaches to the electronic device and minimizes impact of electromagnetic field (EMF) radiation to a user emitted from the electronic device, the accessory comprising: a blocking shield detachably coupled to the electronic device allowing a user to use the electronic device while the electronic device is attached to the blocking shield; wherein the blocking shield is in a form of at least one selected from a group consisting of a blanket, an article of clothing, a bib, an apron, a panel, a case; and wherein a EMF radiation-blocking material is embedded in at least part of the blocking shield; wherein the blocking shield is at least one of a blanket, an article of clothing, a bib, an apron, and a panel made of soft fabric-like material, and the blocking shield is coupled to the electronic device via a coupling mechanism; wherein the coupling mechanism is at least one of a fastener, a strap, and a case in the blocking shield.
3489 | Conductor arrangements for electrically powered surgical instruments with rotatable end effectors | A surgical instrument that includes a housing that has an elongated shaft assembly attached thereto that is configured to be rotated relative to the housing. The surgical instrument further includes a conductor arrangement that facilitates transfer of electrical power or current from a power source which may be located in the housing or external to the housing to a distal portion of the elongated shaft assembly or to a surgical end effector coupled thereto. The surgical instrument may further include a travel limiting arrangement for limiting the amount of rotary travel of the elongated shaft assembly relative to the housing to a predetermined range of rotary travel. | 1. A surgical instrument comprising: a housing; a rotatable member supported on a mounting portion of the housing for rotation therearound through a range of rotation; an elongated shaft assembly defining a longitudinal tool axis and being operably coupled to the rotatable member for rotational travel therewith about the longitudinal tool axis; a source of electrical power; and a conductor management system comprising: a spool conductor assembly including a first conductor end fixed to the mounting portion of the housing and a second conductor end fixed to the rotatable member for rotation therewith through the range of rotation; a primary conductor supported within the housing and configured to transmit electrical power from the source of electrical power to the spool conductor assembly, wherein the primary conductor is coupled to the spool conductor assembly; and a shaft conductor coupled to the spool conductor assembly for transmitting electrical power to a distal end of the elongated shaft assembly.
3490 | Surgical instrument with modular shaft and end effector | A surgical instrument operable to sever tissue includes a body assembly and a selectively coupleable end effector assembly. The end effector assembly may include a transmission assembly, an end effector, and a rotational knob operable to rotate the transmission assembly and the end effector. The body assembly includes a trigger and a casing having a distal aperture configured to receive a portion of the end effector assembly. First and second coupling mechanism portions cooperatively couple the end effector assembly to the body assembly for use. The coupling may mechanically and/or electrically couple the end effector assembly to the body assembly via various coupling mechanisms. For instance, a threaded slip nut may couple to threads within the body assembly. In one configuration, the end effector assembly may have locking tabs that rotate into rotational recesses in the body assembly. The locking tabs may include electrical contacts and/or optically perceivable indicators. | 1. A surgical instrument comprising: (a) a body assembly comprising: i. an activation member, ii. a casing having a distal aperture formed in a distal end of the casing, and iii. one or more rotational recesses disposed proximal of the distal aperture; and (b) an end effector assembly comprising: i. a bolt portion having one or more locking tabs extending outwardly from the bolt portion, ii. a transmission assembly coupled to the bolt portion and extending distally from the bolt portion, and iii. an end effector coupled to a distal end of the transmission assembly; wherein a portion of the bolt portion having the one or more locking tabs is insertable through the distal aperture of the casing, and wherein the bolt portion is operable to rotate the one or more locking tabs into the one or more rotational recesses; wherein the one or more locking tabs comprise an electrical contact, wherein the one or more rotational recesses comprise a complementary electrical contact, wherein the electrical contact and the complementary electrical contact are configured to electrically couple when the one or more locking tabs are rotated into the one or more rotational recesses.
3491 | Bilateral cooling type semiconductor laser system for medical beauty use | Disclosed is a bilateral cooling type semiconductor laser system for medical beauty use, the contact window of which can make direct contact with the skin. The bilateral cooling type semiconductor laser system for medical beauty use comprises a semiconductor laser array, an optical waveguide located on the front end of the light emitting surface of the semiconductor laser array, a transparent contact window abutting against the light outlet end of the optical waveguide, a pair of cooling blocks and a first water throughflow block. The first water throughflow block is divided into a basal part and a U-shaped head located above the basal part, and the middle part and back part of the optical waveguide are embedded in the U-type header. A fixed block is provided above the corresponding optical waveguide to press and fix the optical waveguide. There is still a space between the optical waveguide and the side wall of the U-type header. The pair of cooling blocks extends to the forepart of the optical waveguide and encircles the side wall of the contact window and the forepart of the optical waveguide. The system uses a unique cooling structure design, so that the temperature of the working end face which is in direct contact with the skin can be close to freezing point, and the system has a compact and stable structure. | 1. A bilateral cooling type semiconductor laser system for medical beauty use, comprising: a semiconductor laser array comprising a plurality of stacked semiconductor lasers, an optical waveguide disposed in front of a light emitting surface of the semiconductor laser array, a transparent contact window abutting against a light outlet end of the optical waveguide, a pair of cooling blocks for conduction cooling of the contact window, and a first water throughflow block; wherein, the semiconductor laser array is disposed on the second water throughflow block and an insulating barrier is disposed therebetween; the first water throughflow block comprises a base and a U-shaped head located on the base; middle and rear parts of the optical waveguide are embedded in the U-shaped head; a fixed block is disposed on a corresponding part of the optical waveguide to tightly press and fix the optical waveguide; a gap is provided between the optical waveguide and side walls of the U-shaped head; a pair of thermoelectric coolers and a pair of cooling blocks are sequentially and symmetrically disposed at outer sides of the U-shaped head; the pair of cooling blocks extends to a forepart of the optical waveguide and encircles side walls of the contact window and the forepart of the optical waveguide.
3492 | Semiconductor laser system for laser medical cosmetology | A semiconductor laser system for laser medical cosmetology, comprising a semiconductor laser array ( 1 ), an optical waveguide ( 2 ), a boss-shaped transparent contact window ( 3 ) located at the light outlet end of the optical waveguide ( 2 ), and a refrigeration block ( 4 ) for conduction cooling of the contact window ( 3 ); the refrigeration block ( 4 ) consists of a base portion and a hollow head above the base portion; the front part of the hollow head presses against and is tightly fastened to the whole side wall of the contact window ( 3 ); the light outlet end of the optical waveguide ( 2 ) is located in the cavity of the hollow head, and has a gap between the waveguide and the inner wall of the hollow head; a thermoelectric semiconductor refrigerator ( 5 ) is disposed below the base portion of the refrigeration block ( 4 ); a first water supply block ( 6 ) is disposed below the thermoelectric semiconductor refrigerator ( 5 ); and a second water supply block ( 16 ) for heat dissipation is installed in the semiconductor laser array ( 1 ). The system employs a unique refrigeration structure design so as to cause the temperature of the face of the working end in direct contact with skin to approach the freezing point, and the structure is compact and stable. | 1. A semiconductor laser system for medical cosmetology, comprising: a semiconductor laser array comprising a plurality of stacked semiconductor lasers, an optical waveguide disposed in front of a light emitting surface of the semiconductor laser array, a transparent convex contact window disposed in front of a light outlet end of the optical waveguide, and a cooling block for conduction cooling of the contact window; wherein the cooling block comprises a base and a hollow head located on the base; a forepart of the hollow head abuts against and tightly clasps side walls of the contact window; the light outlet end of the optical waveguide is located in a cavity of the hollow head, and a gap is provided between the light outlet end of the optical waveguide and an inner wall of the hollow head; a thermoelectric cooler is disposed below the base of the cooling block; a first water throughflow block is disposed below the thermoelectric cooler; and a second water throughflow block is disposed below the semiconductor laser array.
3493 | Smart guide for use by visually impaired persons | A guiding device for use by visually impaired persons comprising: a compact, handheld GPS navigation system having a Braille keyboard, voice controlled operation, and a verbal response mode for indicating routes, directions, and alerts regarding obstacles in a user's path. | 1. A guiding device for use by visually impaired persons comprising: a compact, handheld GPS navigation system having a Braille keyboard, voice controlled operation, and a verbal response mode for indicating routes, directions, and alerts regarding obstacles in a user'ss path, and a built in subsonic or radar like capability to detect obstacles such as traffic, curbs or steps, and when obstacles are in a user'ss path, an automated voice issues a specific warning and route recommendation.
3494 | Method and apparatus for sterilizing a surface | Various devices for sterilizing a surface are disclosed. For example, a first device includes an ultraviolet light emitting unit, a processor and a computer-readable medium. The computer-readable medium stores instructions which, when executed by the processor, cause the processor to perform operations. The operations include detecting a proximity of a surface to the ultraviolet light emitting unit and activating the ultraviolet light emitting unit to sterilize the surface in response to the detecting. Another device includes an ultraviolet light emitting unit, a processor and a computer-readable medium. The computer-readable medium stores instructions which, when executed by the processor, cause the processor to perform operations. The operations include storing a location parameter, determining whether location information of the device satisfies the location parameter and activating the ultraviolet light emitting unit when it is determined that the location information of the device satisfies the location parameter. | 1. A device for sterilizing a surface, comprising: an ultraviolet light emitting unit; a processor; and a computer-readable medium storing instructions which, when executed by the processor, cause the processor to perform operations, the operations comprising: detecting a proximity of the surface to the ultraviolet light emitting unit, wherein the proximity of the surface is detected without contacting the surface; and activating the ultraviolet light emitting unit to sterilize the surface in response to the detecting.
3495 | Implant holder and suture guide | A delivery system is disclosed having an implant retainer configured to releasably hold an implant unit and maintain the implant unit in a fixation location relative to target tissue in a subject's body during an implantation procedure. A first suture guide portion may be disposed on a first side of the implant retainer and configured to guide a suture needle during the implantation procedure. A second suture guide portion may be disposed on a second side of the implant retainer, opposite the first side, and configured to guide the suture needle after the suture needle exits the first suture guide portion. | 1. A device for delivering a sleep apnea related implant to a location proximate a genioglossus muscle, the device comprising: an implant retainer configured to releaseably hold an implant configured for implantation adjacent an genioglossus muscle and maintain the implant in a fixation location relative to target tissue beneath skin in a region between a neck and a chin of a subject during an implantation procedure, the implant including a first extension of an elongate arm having a first perimeter and a second extension of an elongate arm having a second perimeter, the implant retainer including: a first jaw having a first face and a first protruding portion extending from the first face at a periphery of the first face, wherein the first protruding portion is configured to accept and surround at least a portion of the first perimeter of the first extension when the first extension lies against the first face, and a second jaw having a second face and a second protruding portion extending from the second face at a periphery of the second face, wherein the second protruding portion is configured to accept and surround at least a portion of the second perimeter of the second extension when the second extension lies against the second face, a first suture guide portion disposed on a first side of the implant retainer and configured to guide a suture needle through a first suture hole in the retained implant and a first portion of a genioglossus muscle during the implantation procedure; and a second suture guide portion disposed on a second side of the implant retainer opposite the first side and configured to guide the suture needle through a second suture hole in the retained implant and a second portion of a genioglossus muscle after the suture needle exits the first suture guide portion, wherein the second suture guide portion includes an arcuate channel.
3496 | Training scripts | A training script device is described that conveniently allows a user to create a training script defining one or more steps of a workout routine, where each step may include an activity, a duration for performing that activity, and an intensity at which the activity is to be performed. Further, one or more steps of the training script can be self-starting in response to performance data detected by sensors of training script device executing the training script. This conveniently frees the athlete from having to continuously monitor the status of his or her workout activities. Still further, the training script device conveniently allows a user to transfer training scripts to other training script devices, so that athletes can share successful training scripts. | 1. A method comprising: measuring a physiological characteristic of a user; processing, by a processor, an electronic training script defining a sequence of athletic activities to be performed by the user; and prompting the user to perform a next athletic activity in the sequence of athletic activities based on a measurement of the physiological characteristic indicating completion of a previous athletic activity in the sequence of athletic activities.
3497 | Miniature acoustic wave lysis system and uses thereof | The present invention relates to an acoustic lysis system including a disposable cartridge that can be reversibly coupled to a platform having a small, high-frequency piezoelectric transducer array. In particular, the system releases viable DNA, RNA, and proteins from human or bacterial cells, without chemicals or additional processing, to enable high-speed sample preparation for clinical point-of-care medical diagnostics and use with nano/microfluidic cartridges. Also described herein are methods of making and using the system of the invention. | 1. A miniature acoustic cell lysis system comprising: i) a cartridge comprising a plurality of channels, wherein each channel is configured to receive one or more test samples; ii) a platform comprising a transducer array, which comprises a plurality of acoustic transducers, wherein the transducer array is configured to be coupled reversibly to the cartridge and wherein each acoustic transducer is configured to be disposed beneath each channel and is adapted to propagate an acoustic wave in the channel, thereby generating localized acoustic pressure to lyse a cell by acoustic pressure; and iii) a thermal exchange layer configured to be disposed between the cartridge and the transducer array.
3498 | Method for measuring radiation by means of an electronic terminal having a digital camera | The invention relates to a method for operating an electronic terminal ( 1.1 - 1.4 ) comprising an integrated image sensor ( 2.1 - 2.4 ) that has a large number of pixels, in particular for a mobile telephone. According to the invention, a dosage value of ionizing radiation striking the image sensor is determined by means of the image sensor ( 2.1 - 2.4 ). The invention further relates to a terminal that operates accordingly (e.g. a smart phone having a corresponding application program). | 1. An operating method for an electronic terminal unit with an image sensor with a plurality of image elements, said method comprising: a) determining a dosage value of ionizing radiation impinging on the image sensor; b) measuring an image matrix through the image sensor, wherein the image matrix for the individual image elements of the image sensor respectively contains an associated image element and the individual image elements of the image matrix are respectively assigned to an electric output signal associated with the image element of the image sensor; c) statistical evaluation of the image matrix and calculation of the dosage value in a framework of this statistical evaluation; d) calculating a counting matrix from the image matrix, wherein the counting matrix for the individual image elements of the image matrix respectively contains an associated counter; and e) incrementing individual counters of the counting matrix when an associated image element of the image matrix lies between a lower value and an upper limit value.
3499 | Highly compliant wearable wireless patch having stress-relief capability | A wearable patch capable of wireless communications includes an adhesive layer, and a shearable circuit layer comprising a support substrate comprising one or more openings on the adhesive layer, wherein the one or more openings in the support substrate are so positioned to allow the shearable circuit layer to be sheared and elongated, and breathable. A conductive circuit is embedded in the support substrate. One or more semiconductor chips are in connection with the conductive circuit. An elastic layer is positioned on the shearable circuit layer. The one or more semiconductor chips and the conductive circuit can wirelessly communicate with an external device. | 1. A wearable patch capable of wireless communications, comprising: an adhesive layer; a shearable circuit layer on the adhesive layer, comprising: a support substrate structure comprising a plurality of circuit modules and flexible ribbons that connect the plurality of modules, wherein the plurality of circuit modules and the flexible ribbons define a plurality of openings, wherein the openings in the support substrate structure are so positioned to allow the shearable circuit layer to be sheared and elongated, and breathable; a conductive circuit embedded in the plurality of circuit modules and the flexible ribbons of the support substrate, comprising conductive lines embedded in the flexible ribbons, wherein the conductive lines electrically connect the plurality of modules; and one or more semiconductor chips in connection with the conductive circuit; and an elastic layer on the shearable circuit layer, wherein the one or more semiconductor chips and the conductive circuit are configured to wirelessly communicate with an external device.
3500 | System wide firmware updates to networked hospital beds | A hospital bed is programmable with new firmware that is downloaded to the bed over a network. The firmware is downloaded to the bed automatically from a remote computer device. The remote computer device receives a message from the hospital bed which includes data regarding the version number of the bed's current firmware, and if the version number indicates that the firmware is an outdated version, the remote computer device downloads a new version of the firmware to the bed. | 1. A system for use in a healthcare facility having a network, the system comprising a plurality of hospital beds coupled to the network, and at least one computer device that is remote from each hospital bed of the plurality of hospital beds and that is coupled to the network, wherein each of the plurality of hospital beds is configured to send a message to the remote computer device including data indicative of a version number of current firmware of the respective hospital bed, wherein the at least one remote computer device is configured to download a new version of firmware to each of the hospital beds of the plurality of hospital beds if the version number of current firmware of the respective hospital bed corresponds to at least one outdated firmware version.
3501 | Method, apparatus and article for detection of transponder tagged objects, for example during surgery | The presence or absence of objects is determined by interrogating or exciting transponders coupled to the objects using pulsed wide band frequency signals. Interrogation is broken down into a number of subsample scan cycles each having interrogation cycles a start time forward in time by a fraction of a period of an expected transponder response signal. Ambient or background noise is evaluated and a threshold adjusted based on the level of noise. Adjustment may be based on multiple noise measurements or samples. Noise detection may be limited, with emphasis placed on interrogation to increase the signal to noise ratio. Matched filtering may be employed. Presence/absence determination may take into account frequency and/or Q value to limit false detections. Appropriate acts may be taken if detected noise is out of defined limits of operation, for example shutting down interrogation and/or providing an appropriate indication. | 1. A method of operating a transponder detection device that includes at least one processor, at least one nontransitory processor-readable medium communicatively coupled to the at least one processor and which stores at least one of instructions or data executable by the at least one processor, the method comprising: during each of a number of successive interrogation cycles, the number of successive interrogation cycles being greater than one, emitting a periodic electromagnetic interrogation signal during a transmit portion of the interrogation cycle; receiving electromagnetic signals during a receive response portion of the interrogation cycle that follows the transmit portion of the interrogation cycle; and waiting a respective delay period before a respective start of each of the successive interrogation cycles of the number of interrogation cycles, each respective delay period for the number of interrogation cycles equal to a respective fraction of a nominal tag response signal period, and, for each one of the successive interrogation cycles of the number of interrogation cycles, the respective delay period of the one of the successive interrogation cycles being less than a respective delay period of an immediately subsequent interrogation cycle of the number of successive interrogation cycles by a duration equal to the nominal tag response signal period divided by the number of successive interrogation cycles.
3502 | Global enterprise printing and mailing | Systems, devices, and methods for global enterprise workflow management are disclosed. The system may include a communications module, memory, and processor for executing a method of managing job information. The system receives job information and uses a model to identify a desirable resource to execute the job. Then the system sends the job information to the identified resource for execution. The resource may send back information associated with the running and/or completion of the job. Various models may be used in identifying a desirable approach, including a cost model, a staffing model, and other models. | 1. A system comprising: a communications network communicatively coupling a computing device with a plurality of resources that comprise at least two of an inserting device, sorting device, and printing device, wherein the plurality of resources are located in one or more different countries than that of the computing device; and the computing device comprising: a communications module configured to communicate over the communications network with the plurality of resources; a memory configured to store job information and model information, wherein the model information identifies a utilization rating of each of the plurality of resources located in the one or more different countries, and wherein the model information further identifies a cost per piece of each of the plurality resources located in one or more different countries, the memory comprising non-volatile memory for storing computer-executable instructions; and a processor configured to execute the computer-executable instructions that, when executed by the processor, cause the computing device to perform a method comprising: receiving the job information; using the model information to automatically identify a desirable resource to execute a job corresponding to the job information, wherein the desirable resource is a first resource, which is located in a country different than that of the computing device, with a best utilization ranking as compared to utilization rankings of the other resources of the plurality of resources; communicating with the desirable resource to cause the desirable resource to prepare to process the job information; sending the job information to the desirable resource in a country different than that of the computing device, wherein the desirable resource comprises at least one of the printing device, the inserting device, and the sorting device, wherein the printing device causes a printed job to be printed before being mailed from that country of the desirable resource; and receiving reporting information from the desirable resource, the reporting information being associated with the job information.
3503 | Mobile computing weight, diet, nutrition, and exercise management system with enhanced feedback and goal achieving functionality | An illustrative mobile computing device executing weight, nutrition, health, behavior and exercise application software serves as a simulated combination personal trainer and dietician/nutritionist for the user using comprehensive databases storing personalized health, nutrition and exercise information. A mobile computing device, such as a smartphone, executing such software monitors, tracks and/or adjusts caloric intake, energy expenditure taking into account nutritional information and behavioral factors. The mobile computing device receives food consumption, exercise-related, behavior and other input using speech input and the device's GPS subsystem to ease data entry burden on users and to promote continued long-term usage. The system rewards user goal achievement in an automatic, seamless manner, through, for example, downloading music, books, or other media. In illustrative implementations, the system assists users to make healthy food and exercise choices by using a comprehensive color code system to identify good choices, bad choices and those in between. | 1. A hand-held mobile weight and exercise management computing device having a housing sized to be held in a user'ss hand comprising: a storage subsystem for storing health information including a user profile, said storage subsystem being operable to store health information about a user, including body weight, pulse rate information, at least one food-related goal including a calorie-related daily goal, and an exercise-related goal; said storage subsystem being further operable to store data relating to a plurality of user-selectable foods and to store data relating to a plurality of user-selectable exercises; a touch screen display operable to display food-related and exercise-related information to said user; a user interface operable to receive input from said user and to communicate output to said user, said user interface including a plurality of user interface displays displayable on said touch screen display; said user interface being operable to selectively initiate entry into said user profile or at least one food-related operation or at least one exercise-related operation, said user interface including a plurality of user-selectable symbols; said user-selectable symbols being operable to initiate entry into said user profile or at least one food-related operation or at least one exercise-related operation; a digital camera in said housing being operable to generate image data; a GPS receiver in said housing operable to receive input GPS data; a pedometer in said housing operable to generate step-related data; said user interface being operable to display on said touch screen display in said housing: a food mode symbol, and a plurality of user selectable exercise-related symbols for a user to select an exercise for data entry, said user interface being operable to permit a user to select an exercise that uses position coordinate information based upon said input GPS data, including a running exercise and a cycling exercise, and to select an exercise that does not use position coordinate information based upon said input GPS data, including a treadmill-related exercise and a stationary bicycle-related exercise; a processing subsystem, operatively coupled to said user interface, said digital camera, said GPS receiver, said pedometer, said touch screen display, and said storage subsystem, said processing subsystem including: a food monitoring subsystem being operatively coupled to said storage subsystem and being operable to receive food-related data from said user, via said user interface, including data identifying a first set of foods input by said user, and being operable to link said first set of foods to a specific user meal, said first set of foods including a first food and a quantity-related parameter identified by said user; said food monitoring subsystem being operable to determine the calories expected to be consumed by said user upon eating said first food, and to store food-related information in said storage subsystem relating to said first food, including information relating to the nutritional content of said first food and the calories consumed by said user upon eating said first food, based in part on said food-related data from said user; said food monitoring subsystem being operable to receive image data from said digital camera relating to said first food; said food monitoring subsystem, in response to user selection of said food mode symbol, being further operable to generate a food selection display screen identifying a plurality of meal category symbols that allow the user to select a meal category including a breakfast category symbol, a lunch category symbol, and a dinner category symbol; said food monitoring subsystem being further operable to generate a list of said user'ss favorite foods in response to food-related inputs by said user during food selection for said specific user meal; said food monitoring subsystem being further operable to determine the amount of a nutrient in at least said first food, and to associate one color code of a plurality of color codes with the amount of said nutrient in at least said first food, each of said plurality of color codes being indicative of a range of nutrient amounts in at least said first food; said plurality of color codes varying from a first color code indicative of a range of relatively low amounts of said nutrient, to a second color code indicative of a range of relatively high amounts of said nutrient; and an exercise monitoring subsystem being operatively coupled to said storage subsystem and, in response to user selection of at least one of said exercise-related symbols, being operable to receive exercise-related data from said user, via said user interface, including data identifying a first exercise expected to be performed by said user; said exercise monitoring subsystem being operable to determine the calories expected to be burned by said user upon performing said first exercise, and to store exercise-related information in said storage subsystem relating to said first exercise, including the calories burned by said user and an exercise quantity-related parameter upon said user performing said first exercise, based in part on data from said user; said exercise monitoring subsystem being operable to receive image data from said digital camera relating to said first exercise; said exercise monitoring subsystem being further operable, using said user location data received from said GPS receiver in said hand-held housing, to determine the current location of a motion-related exercise, to generate a visual depiction indicating the user traversing the path defined by said user location data, and to determine user distance traveled and duration traveled during said motion-related exercise; said exercise monitoring subsystem being operable to monitor the pace of a user during a running exercise, and to prompt the user to change the pace of said running exercise in accordance with exercise-related criteria; said exercise monitoring subsystem being further operable to associate each of a plurality of exercise levels with at least one user-selectable exercise, said user-selectable exercise including an associated exercise parameter combination; said plurality of exercise levels including a first exercise level associated with a walking exercise having a first exercise parameter combination, and a second exercise level associated with a running exercise having a second exercise parameter combination; said exercise monitoring subsystem being further operable to receive said step-related data from said pedometer, to determine the number of steps taken by said user during a step-related exercise, and to calculate the distance traveled during said step-related exercise; said processing subsystem being further operable to monitor a user'ss food consumption and exercise performance, based in part on user input, and to generate a notification to said user via said user interface of progress towards the achievement by said user of at least one daily food-related goal or at least one exercise-related goal; said processing subsystem being further operable to generate a display of a food-related daily goal and data indicative of said user'ss progress towards meeting said food-related daily goal, and to generate a display of an exercise-related goal and data indicative of said user'ss progress towards meeting said exercise-related goal; said processing subsystem being further operable to monitor said user'ss weight over time, and being operable to receive user weight data from said user interface and to store said user weight data in said storage subsystem, said processing subsystem being further operable to generate a weight-related display visually depicting a plurality of instances of said user'ss weight over time on said touch screen display; said touch screen display being operatively coupled to said processing subsystem to display at least some of said user'ss favorite foods to aid in food data entry by said user, to display said food-related daily goal and data indicative of said user'ss progress towards meeting said food-related goal, to display said exercise-related goal and data indicative of said user'ss progress towards meeting said exercise-related goal, and to display at least one current exercise quantity-related parameter during the user'ss performance of an exercise.
3504 | Tunable tube amplifier system of a radio-frequency power generator | Tube amplifier system including a plurality of conductor walls extending parallel to a longitudinal axis and defining an interior space therebetween. The tube amplifier system also including a shorting deck that extends transverse to the longitudinal axis. The shorting deck is electrically coupled to the conductor walls. The tube amplifier system also includes a movable tray assembly having a grounding deck that extends parallel to the shorting deck. The grounding deck and the shorting deck define an output cavity therebetween that has a length. The movable tray assembly is removably mounted to at least one of the conductor walls such that the grounding deck is capable of being positioned at multiple different levels along the longitudinal axis to change the length of the output cavity. | 1. A tube amplifier system comprising: a plurality of conductor walls extending parallel to a longitudinal axis and defining an interior space therebetween; a shorting deck extending transverse to the longitudinal axis, the shorting deck being mechanically and electrically coupled to the conductor walls; and a movable tray assembly including a grounding deck that extends parallel to the shorting deck, the grounding deck and the shorting deck defining an output cavity therebetween that has a length measured along the longitudinal axis, the movable tray assembly being removably mounted to at least one of the conductor walls such that the grounding deck is capable of being positioned at multiple different levels along the longitudinal axis to change the length of the output cavity.
3505 | Adaptive audio equalization for personal listening devices | An audio processor has an active noise cancellation (ANC) processor to compute an S-filter, which estimates a transfer function from an earpiece speaker, that is to be worn by a user, to an error microphone. The ANC processor adaptively produces an anti noise signal for reducing ambient noise that can be heard by the user. An adaptive equalization (EQ) processor has an EQ filter controller that adjusts an EQ filter, while audio user content is being filtered in accordance with the EQ filter before being fed to the speaker and then heard by the user. Other embodiments are also described and claimed. | 1. An audio processor comprising: an adaptive S-filter which estimates a transfer function from an earpiece speaker, that is to be worn by a user, to an error microphone; a first copy of the adaptive S-filter; an S-filter controller to compute the adaptive S-filter and the first copy of the adaptive S-filter; an adaptive EQ filter which is to be used to correct user audio content being fed to the earpiece speaker and then heard by the user so as to compensate for variable acoustic sealing around the earpiece speaker against the user'ss ear; a first copy of the adaptive EQ filter which is to be used with the adaptive S-filter to filter the user audio content that is then used to produce an error signal from a signal from the error microphone; a signal generator to produce a dummy signal that is filtered by a second copy of the adaptive EQ filter and the first copy of the adaptive S-filter to produce a filtered dummy signal; and an EQ filter controller that is to adaptively adjust the adaptive EQ filter, the first copy of the adaptive EQ filter, and the second copy of the adaptive EQ filter based on the filtered dummy signal, while the user audio content is being filtered by the adaptive EQ filter before being fed to the earpiece speaker and then heard by the user; wherein the S-filter controller is further to adjust the adaptive S-filter and the first copy of the adaptive S-filter based on the user audio content and based on the error signal.
3506 | Apparatus, method and server for providing content | A method for providing content includes transmitting to the content providing server a user's location detection signal; receiving the user's location detection signal from the content providing apparatus; transmitting a user's activity recognition signal; receiving the user's activity recognition signal; transmitting a user's bio-signal; receiving the user's bio-signal; determining a user's status based on the user's location detection signal and the user's activity recognition signal. Further, the method includes estimating a user's biological activity based on the determined user's location and the user's bio-signal; transmitting the content corresponding to the user's biological activity; receiving the content corresponding to the user's biological activity from the content providing server; and providing the received content. | 1. A method for providing content that is executed by a content providing apparatus including a location detection unit and an activity recognition unit, a content providing server including a controller or a bio-signal sensing unit which is integrally formed with the content providing apparatus or is incorporated in separate devices, the method comprising: the content providing apparatus transmitting to the content providing server a user'ss location detection signal detected by a location detection unit; the content providing server receiving the user'ss location detection signal from the content providing apparatus; the content providing apparatus transmitting to the content providing server a user'ss activity recognition signal recognized by an activity recognition unit; the content providing server receiving the user'ss activity recognition signal from the content providing apparatus; the content providing apparatus transmitting a user'ss bio-signal received from the bio-signal sensing unit to the content providing server; the content providing server receiving the user'ss bio-signal from the content providing apparatus or the bio-signal sensing unit; the controller determining a user'ss status based on the user'ss location detection signal and the user'ss activity recognition signal; the controller estimating a user'ss biological activity based on a user'ss location determined by the user'ss status, and the user'ss bio-signal; the content providing server transmitting the content corresponding to the user'ss biological activity to the content providing apparatus; the content providing apparatus receiving the content corresponding to the user'ss biological activity from the content providing server; and the content providing apparatus providing the received content, wherein the user'ss location includes at least one of a cycle road, a motor road, and a sidewalk route, wherein the user'ss biological activity includes at least one of sleeping, sidewalk, running, cycling, and automobile riding, and wherein the content corresponding to the user'ss biological activity includes at least one of health information, weather information, route information, traffic information, news information, and advertisements, wherein the user'ss bio-signal includes at least one of a heart rate and a body temperature, wherein the user'ss activity recognition signal includes at least one of an acceleration and a vibration, wherein the user'ss location is determined to be the sidewalk route when the acceleration is less than a pre-determined first acceleration value and the vibration is higher than a pre-determined first vibration value, to be the cycle road when the acceleration is equal to or higher than the pre-determined first acceleration value and less than a pre-determined second acceleration value and the vibration is equal to or less than the pre-determined first vibration value and higher than a pre-determined second vibration value, and to be the motor road when the acceleration is equal to or higher than the pre-determined second acceleration value and the vibration is equal to or less than the pre-determined second vibration value, wherein the pre-determined second acceleration value is higher than the predetermined first acceleration value and the pre-determined second vibration value is less than the pre-determined first vibration value, wherein the user'ss biological activity is determined to be the sleeping or the automobile riding when the heart rate is equal to or less than a pre-determined first heart rate value and the body temperature is equal to or less than a pre-determined first body temperature value, to be the sidewalk when the heart rate is higher than the pre-determined first heart rate value and equal to or less than a pre-determined second heart rate value and the body temperature is higher than the pre-determined first body temperature value and equal to or less than a pre-determined second body temperature value, to be the running when the heart rate is higher than a predetermined third heart rate value and the body temperature is higher than a predetermined third body temperature value, and to be the cycling when the heart rate is higher than the pre-determined second heart rate value and equal to or less than the pre-determined third heart rate value and the body temperature is higher than the pre-determined second body temperature value and equal to or less than the pre-determined third body temperature value, and wherein the pre-determined second heart rate value is higher than the pre-determined first heart rate value and less than the pre-determined third heart rate value, and the pre-determined second body temperature value is higher than the pre-determined first body temperature value and less than the pre-determined third body temperature value.
3507 | Apparatus and method for enhancing human visual performance in a head worn video system | Visual impairment, or vision impairment, refers to the vision loss of an individual to such a degree as to require additional support for one or more aspects of their life. Such a significant limitation of visual capability may result from disease, trauma, congenital, and/or degenerative conditions that cannot be corrected by conventional means, such as refractive correction, such as eyeglasses or contact lenses, medication, or surgery. According to embodiments of the invention a method of augmenting a user's sight is provided comprising obtaining an image of a scene using a camera carried by the individual, transmitting the obtained image to a processor, selecting an algorithm of a plurality of spectral, spatial, and temporal image modification algorithms to be applied to the image by the processor, modifying the image using the algorithm substantially in real time, and displaying the modified image on a display device worn by the individual. | 1. A method comprising: processing image data relating to an image with a microprocessor to separate the image data into at least two image data files of a plurality of image data files, each image data file relating to a predetermined portion of the image; processing the image data within each image data file with the microprocessor to generate processed image data; inserting image modification data into a header of each image data file, the image modification data relating to an image processing effect that will be automatically applied by a display to that portion of the image data relating to the image represented by that image data file when displaying that predetermined portion of the image to a predetermined user, wherein the inserted image modification data comprises data relating to at least one of a location of retinal damage of an eye of the predetermined user, a vision loss relating to degradation in a visual field of view of the predetermined user, and a vision issue external to a physical eyeball of the predetermined user.
3508 | Wireless earplug with improved sensitivity and form factor | An improved wireless communications earplug for use with a magnetic field transmitter. The wireless earplug has a receiver made of a coil of wire on a magnetic bobbin, mounted in close proximity or in contact with a magnetic case of a speaker. The magnetic case of the speaker serves to increase the magnetic flux through the receiver and improves the efficiency of the earplug. The speaker is acoustically coupled to an eartip, and the earplug may be molded into a custom earplug body. | 1. A wireless communications earplug for use with a magnetic field transmitter, comprising: a) a receiver comprising a coil of wire wound upon a bobbin of magnetic material; and b) a speaker having a case at least partially made of magnetic material, an acoustic output and an electrical input coupled to the wire of the receiver; wherein the receiver is mounted within 0.005 inches of the case of the speaker and oriented such that flux lines passing through the speaker are directed through the coil of the receiver and a measured inductance of the coil of the receiver is increased compared to an inductance of the coil of the receiver when the receiver is not mounted to the speaker.
3509 | Active noise control with compensation for error sensing at the eardrum | A personal listening system has an active noise control (ANC) controller that produces an anti-noise signal. A head worn audio device for a user has a speaker to convert the anti-noise signal into anti-noise, an error microphone, and a reference microphone. The controller uses signals from the error and reference microphones to produce the anti-noise signal in accordance with an adaptive filter algorithm that has an adjustable parameter which changes so as to move the point at which acoustic cancellation occurs from the error microphone and closer to the user's eardrum. Other embodiments are also described and claimed. | 1. A personal listening system comprising: a head worn audio device to be worn by a user, the device having a speaker to convert an anti-noise signal into anti-noise, an error microphone and a reference microphone; and an active noise control (ANC) controller to measure an acoustic input impedance of an ear canal of the user, while the user is wearing the head worn audio device, to determine a compensating virtual sensing mode transfer function that contains one of an estimated primary path to virtual error sensor, an estimated secondary path to virtual error sensor, a ratio of the estimated primary path to virtual error sensor to an estimated primary path to actual error sensor, and a ratio of the estimated secondary path to virtual error sensor to an estimated secondary path to actual error sensor, based on the measured input impedance, and to apply the transfer function to an ANC process in the personal listening system, while the user is wearing the head worn audio device.
3510 | Method and apparatus for wind noise detection | A method of processing digitized microphone signal data in order to detect wind noise. First and second sets of signal samples are obtained simultaneously from two microphones. A first number of samples in the first set which are greater than a first predefined comparison threshold is determined. A second number of samples in the first set which are less than the first predefined comparison threshold is determined. A third number of samples in the second set which are greater than a second predefined comparison threshold is determined. A fourth number of samples in the second set which are less than the second predefined comparison threshold is determined. If the first number and second number differ from the third number and fourth number to an extent which exceeds a predefined detection threshold, e.g. as determined by a Chi-squared test, then an indication that wind noise is present is output. | 1. A method of processing digitized microphone signal data for detecting wind noise, the method comprising: obtaining from a first microphone a first set of signal samples; obtaining from a second microphone a second set of signal samples arising substantially contemporaneously with the first set; determining a first number of samples in the first set which are greater than a first predefined comparison threshold, and determining a second number of samples in the first set which are less than the first predefined comparison threshold; determining a third number of samples in the second set which are greater than a second predefined comparison threshold, and determining a fourth number of samples in the second set which are less than the second predefined comparison threshold; and determining whether the first number and second number differ from the third number and fourth number to an extent which exceeds a predefined detection threshold, and if so outputting an indication that wind noise is present.
3511 | Power supply for a discharge produced plasma EUV source | A power supply for providing HV power to a lithography illumination source comprising a HV power source arranged to provide the HV power, a HV power transmission line arranged to transmit the HV energy from the HV power source and one or more RF terminations provided on one or more of an input end of the transmission line or an output end of the transmission line. The one or more RF terminations terminate the transmission line to reduce reflection of RF energy at the end of the transmission line. | 1. A power supply for providing power to a lithography illumination source, the power supply comprising: a voltage source configured to provide the power; a transmission line configured to transmit the power from the voltage source; and a RF termination provided on an input end of the transmission line or an output end of the transmission line, the RF termination being configured to terminate the transmission line to reduce reflection of RF energy at the end of the transmission line.
3512 | Radiation source | According to a first aspect of the present invention, there is provided a radiation source comprising: a nozzle configured to direct a stream of fuel droplets ( 70 ) along a trajectory towards a plasma formation location; a laser configured to direct laser radiation at a fuel droplet at the plasma formation location to generate, in use, a radiation generating plasma; wherein the laser comprises: a seed laser ( 50 ) for providing a seed laser beam ( 52 ); a beam splitter ( 54 ) for receiving the seed laser beam from the seed laser; an optical amplifier ( 58 ) for receiving the seed laser beam from the beam splitter and performing optical amplification; a first reflector ( 60 ) located downstream of the optical amplifier, configured to direct the seed laser beam back through the optical amplifier and on to the beam splitter; and a second reflector ( 70 ) located further downstream of the beam splitter, configured to receive the seed laser beam from the beam splitter and to direct at least a portion of the seed laser beam back toward the beam splitter. | 1. A radiation source comprising: a nozzle configured to direct a stream of fuel droplets along a trajectory towards a plasma formation location; and a laser system configured to direct a laser beam at a fuel droplet at the plasma formation location to generate, in use, a radiation generating plasma, wherein the laser system comprises: a seed laser configured to provide a seed laser beam; a beam splitter configured to receive the seed laser beam from the seed laser; an optical pre-amplifier configured to receive the seed laser beam from the beam splitter and provide an amplified seed laser beam; a first reflector configured to receive the amplified seed laser beam and to direct the amplified seed laser beam to the beam splitter via the optical pre-amplifier to provide twice amplified seed laser beam; and a further optical amplifier configured to receive the twice amplified seed laser beam via the beam splitter and to further amplify the twice amplified seed laser beam in a single pass through the further optical amplifier to generate the laser beam.
3513 | Extremely stretchable electronics | In embodiments, the present invention may attach at least two isolated electronic components to an elastomeric substrate, and arrange an electrical interconnection between the components in a boustrophedonic pattern interconnecting the two isolated electronic components with the electrical interconnection. The elastomeric substrate may then be stretched such that the components separate relative to one another, where the electrical interconnection maintains substantially identical electrical performance characteristics during stretching, and where the stretching may extend the separation distance between the electrical components to many times that of the un-stretched distance. | 1. A stretchable integrated circuit (IC) system comprising: a flexible substrate; a first device island mounted to the flexible substrate and comprising a first integrated circuit (IC) device fabricated from a rigid single-crystal semiconductor; a second device island mounted to the flexible substrate and comprising a second integrated circuit (IC) device fabricated from a rigid single-crystal semiconductor; and a flexible electrical interconnect electrically coupling the first IC device to the second IC device, wherein the flexible interconnect includes a polymer passivation layer and maintains electrical connectivity under translational and rotational strains.
3514 | Portable electronic device assembly having sterilizable housing | A sterilizable housing for a personal electronic device includes a base, a cover and a user interface. The base is configured for receiving the personal electronic device. The cover is selectively engageable to the base. Both the base and the cover are sterilizable. The user interface provides selective access to the personal electronic device, and is at least partially contiguous with a corresponding user interface of the personal electronic device. | 1. A method for utilizing a non-sterile personal electronic device from within a sterile environment, comprising the steps of: a) sterilizing a sterilizable housing in an autoclaving process; b) housing the non-sterile personal electronic device in the sterilizable housing to provide a portable electronic device assembly; c) positioning the portable electronic device assembly within the sterile environment; and d) controlling the portable electronic device assembly to communicate a signal from within the sterile environment to a location outside of the sterile environment, wherein said step d) includes downloading a surgical technique onto the portable electronic device assembly.
3515 | Controlling devices based on physiological measurements | Embodiments of the invention control a device based on physiological measurements associated with a user. A determination is made that a user has manually adjusted a controlled device. A context associated with the user is identified in response to determining that the user has manually adjusted the controlled device. A change is detected in at least one physiological measurement associated with the user in response to the controlled device being manually adjusted. A target physiological measurement associated with at least one physiological measurement is modified based on the change that has been detected. The context that has been identified is associated with the target physiological measurement that has been modified. | 1. A method for controlling a device based on physiological measurements associated with a user, the method comprising: determining, with a processor, that a user has manually adjusted a controlled device; identifying a context associated with the user in response to determining that the user has manually adjusted the controlled device; detecting a change, in response to the controlled device being manually adjusted, in at least one physiological measurement associated with the user; modifying a target physiological measurement associated with at least one physiological measurement based on the change that has been detected; associating the context that has been identified with the target physiological measurement that has been modified, wherein a controllable device is operable based on the modified target physiological measurement for the context; determining that the user is coupled to a physiological response monitor and at least one other user fails to be coupled to a physiological response monitor; and utilizing at least one physiological measurement associated with the user that is coupled to the physiological response monitor for the at least one other user that fails to be coupled to a physiological response monitor.
3516 | Personal area network pairing | A method for automatically adding a first sensor device to a first personal area network in a healthcare application includes receiving a signal with out-of-band pairing data at the first sensor device. The first sensor device is disposed on a patient's body. The out-of-band pairing data is injected into the patient's body by a second sensor device disposed on the patient's body. Pairing data is extracted from the received signal at the first sensor device. Using the pairing data, the first sensor device is added to the first personal area. | 1. A method for automatically re-identifying a first sensor device in a first personal area network of a patient after the first sensor has been temporarily removed from the patient in a healthcare application, the method comprising: upon placement of the first sensor device on the patient'ss body, including the first sensor device being included in the first personal area network using an out-of-band pairing data wherein the out-of-band pairing data received at the first sensor device is included in an out-of-band signal injected into the patient'ss body by a second sensor device disposed on the patient'ss body; upon temporarily removal of the first sensor device from the patient'ss body, disconnecting the first sensor device from the first personal area network, wherein, when the first sensor device is removed from the patient'ss body, a periodic confirmation, injected into the patient'ss body by the second sensor device, that the first sensor device is attached to the patient'ss body fails; upon re-attachment of the first sensor device to the patient'ss body: using a correlation factor between physiological data obtained by the first sensor device and physiological data obtained by the second sensor device to verify re-attachment of the first sensor device to the patient'ss body; wherein the correlation factor is calculated by the first sensor device using one of the following physiological parameters, detected by the first sensor device and the second sensor device, including blood pressure, saturated oxygen content, heart rate, respiration rate or end-tidal carbon dioxide to determine if the first sensor device and the second sensor device are on the same patient; and automatically reconnecting the first sensor device to the first personal area network if the first sensor device and the second sensor device are on the same patient; and upon attachment of the first sensor device to a second patient'ss body, the second patient'ss body being different from the patient'ss body, transmitting, by the first sensor device, an alert to a computing device to indicate the first sensor device being attached to a wrong patient.
3517 | Antipodal vivaldi antenna array for biomedical imaging | A high-performance, broad-band antenna that is small enough to be used in an array for biomedical imaging, yet has an aperture large enough to allow operations in the 1 GHz to 2.7 GHz frequency range. The present antenna advantageously uses a Vivaldi antenna with unique lobe designs to provide a small antenna that provides excellent near field imaging. The ends of each lobe have a tilted half-disc shape that increases the aperture of the antenna without increasing overall size. Other unique features of the lobes include exponential structures and an impedance matching design. Multiple units of the present antipodal Vivaldi antenna can be used in an array of antennas. Such an array, or stack or multiple arrays, can be used in many microwave applications for biomedical imaging. | 1. An antenna comprising: a conductive front side lobe that is mounted on a front side of a support, the front side lobe comprising a microstrip, a front side intermediate structure having a first end connected to the microstrip and a second end opposite to the first end, and a first tilted half-disc shaped end directly connected to the second end of the front side intermediate structure at a first connection point such that an edge of the front side intermediate structure and an edge of the first tilted half-disc shaped end have an identical curvature where the edge of the front side intermediate structure and the edge of the first tilted half-disc shaped end meet; and a conductive back side lobe that is mounted on a back side of the support, the back side lobe comprising a ground plane, a back side intermediate structure having a first end connected to the ground plane and a second end opposite to the first end, and a second tilted half-disc shaped end directly connected to the second end of the back side intermediate structure at a second connection point such that an edge of the back side intermediate structure and an edge of the second tilted half-disc shaped end have an identical curvature where the edge of the back side intermediate structure and the edge of the second tilted half-disc shaped end meet, wherein the front and back side lobes flare outward from a center line of the antenna in opposite directions, wherein a line joining end points of the first tilted half-disc is at a non-zero angle with respect to the center line of the antenna and a line joining end points of the second tilted half-disc is at a non-zero angle with respect to the center line of the antenna, wherein the edge of the front side intermediate structure with respect to the center line is exponential from the second end to the first end, and the edge of the back side intermediate structure with respect to the center line is exponential from the second end to the first end.
3518 | Use of gyroscopes in personal fitness tracking devices and bicycling activities | Biometric monitoring devices, including various technologies that may be implemented in such devices, are discussed herein. Additionally, techniques for utilizing gyroscopes in biometric monitoring devices are provided. Such techniques may, in some implementations, involve obtaining swimming metrics regarding stroke cycle count, lap count, and stroke type. Such techniques may also, in some implementations, involve obtaining performance metrics for bicycling activities. | 1. A biometric monitoring system comprising: one or more angular motion sensors, wherein the one or more angular motion sensors are configured to at least measure angular motion about an axis generally parallel to the ground and in-line with a bicycle and the angular motion data at least describes angular motion about the axis generally parallel to the ground and in-line with the bicycle; a notification system; a memory; and control logic, wherein: the control logic, the memory, and the one or more angular motion sensors are configured to be communicatively connected with one another, and the control logic is configured to: a) cause the biometric monitoring system to enter a state associated with riding the bicycle, b) obtain angular motion data from the one or more angular motion sensors when the biometric monitoring system is in the state associated with riding the bicycle, c) determine that the angular motion data indicates that one or more reversals of angular motion associated with left-right rocking motion of the bicycle about the axis generally parallel to the ground and in-line with the bicycle have occurred, d) determine, for each reversal of angular motion, the magnitude of angular displacement from vertical at the point of reversal, and e) cause the notification system to present a notification relating to left-right rocking motion of the bicycle based on the magnitude of the one or more angular displacements.
3519 | Breath acetone measurement system with portable base unit that communicates with mobile application | A portable system is provided for measuring a ketone, such as an acetone, in the breath or other bodily fluid of a user. The system includes a portable measurement device that analyzes fluid samples and generates corresponding ketone measurements. The portable measurement device communicates with an application which runs on a smartphone or other mobile device of the user. The application tracks, and generates graphs of, the ketone measurements, and may include various features for facilitating the analysis of the measurements. | 1. A portable breath analysis system, comprising: a portable base unit comprising a breath acetone sensing system, a breath container insertion port fluidly coupled to the breath acetone sensing system, a pump, a processor, a presence sensor, and a wireless transceiver, the breath container insertion port configured to mate with, and receive a breath sample from, a detachable breath container, the presence sensor configured to sense whether the detachable breath container is inserted into the breath container insertion port, the pump arranged to pump the breath sample along a flow path to the breath acetone sensing system, wherein the portable base unit, under control of program instructions executed by the processor, is configured to generate measurements corresponding to breath acetone levels by analyzing breath samples with the breath acetone sensing system, and to wirelessly transmit the measurements, with the wireless transceiver, to a mobile device associated with a user; and a mobile application that runs on the mobile device and communicates with the portable base unit over a wireless link, the mobile application configured to track, and generate graphs of, the measurements generated by the portable base unit.
3520 | Three dimensional life-size model of a child's skull and method using said model | The present invention relates to a method for the manufacture of a three-dimensional life-size model of a human child's skull, as well as to methods using the model. The invention provides method for the manufacture of a child's skull within its first year of life. The method comprises the steps of establishing shape characteristics of a child's skull from the group of features including the horizontal curvature of the forehead, the vertical curvature of the forehead, the width of the forehead, the fronto-nasal angle, the fronto-occipital diameter, the biparietal diameter and the horizontal radius of curvature of the occipital module, selecting one or more of the established features and preparing a three-dimensional model of a child's skull or parts from the skull from the selected features. | 1. A method for the surgical treatment of cranio-synostosis, comprising the steps of: a. manufacturing a three-dimensional sterilizable or disposable model by measuring age-related shape characteristics of a child'ss skull from the group of features including the horizontal curvature of the forehead, the vertical curvature of the forehead, the width of the forehead, the fronto-nasal angle, the fronto-occipital diameter, the biparietal diameter and the horizontal radius of curvature of the occipital module, selecting one or more of the established features of the measured age-related shape characteristics, conversion of the selected features in manufacturing a three-dimensional sterilizable or disposable model of a child'ss skull or parts from the skull from the selected features wherein the manufactured model is a moulding shell which comprises at least one of a frontal part, a parietal part and occipital part, which are present individually and separately from each other or connected to each other, b. removing a dysplastic calotte section of a patient affected by cranio-synostosis and dividing said calotte section into fragments, c. molding said fragments of said dysplastic calotte section of the patient onto said three-dimensional model by thinning, destabilization and/or modeling, d. fixing said fragments with stabilizer elements, thus forming an implant consisting of fragments and/or stabilizer elements, and e. implanting said implant by fitting and fixing in the patient'ss skull.
3521 | Electrical contacts on a medical device patch | A device for conveying power from a location external to a subject to a location within the subject may include a flexible carrier and an adhesive on a first side of the carrier. A coil of electrically conductive material may be associated with the flexible carrier. A mechanical connector may be associated with the carrier opposite the adhesive, wherein the mechanical connector is configured to retain a housing and permit the housing to rotate relative to the flexible carrier. At least one electrical portion may be associated with the carrier in a manner permitting electrical connection to be maintained between the flexible carrier and the housing as the housing is rotated. | 1. A device for treating sleep apnea by conveying power from a location external to a subject to a location within the subject, the device comprising: a flexible carrier shaped to facilitate placement between a chin and a neck of the subject adjacent to an internal location of terminal fibers of a hypoglossal nerve; an adhesive on a first side of the carrier; at least one flexible coil of electrically conductive material located on the flexible carrier, the at least one flexible coil configured to facilitate power transfer to an implant located to modulate the terminal fibers of the hypoglossal nerve, the at least one coil having a plurality of windings; a mechanical connector associated with the flexible carrier opposite the adhesive, wherein the mechanical connector is configured to detachably retain a housing including a power source and to permit the housing to rotate relative to the flexible carrier; and at least one electrical portion associated with the flexible carrier in a manner permitting electrical connection to be maintained between the at least one flexible coil and the power source, as the housing is rotated, to enable powering the implant.
3522 | Methods, systems, and devices for pairing vagus nerve stimulation with motor therapy in stroke patients | A method of treating motor deficits in a stroke patient, comprising assessing a patient's motor deficits, determining therapeutic goals for the patient, based on the patient's motor deficits, selecting therapeutic tasks based on the therapeutic goals, performing each of the selected therapeutic tasks repetitively, observing the performance of the therapeutic tasks, initiating the stimulation of the vagus nerve manually at approximately a predetermined moment during the performance of the therapeutic tasks, stimulating the vagus nerve of the patient during the performance of the selected therapeutic tasks, and improving the patient's motor deficits. | 1. A method of improving motor deficits in a stroke patient, the method comprising: stimulating a vagus nerve of the patient by delivering pulse trains of artificial electrical stimulation energy from a stimulation device to the vagus nerve while the patient is performing a movement of a therapeutic task; terminating the stimulation of the vagus nerve so that there is no stimulation between movement execution; and improving the patient'ss motor deficits, wherein the action of stimulating the vagus nerve of the patient further comprises determining respective beginnings of performances of the therapeutic task, and applying the pulse trains to the vagus nerve based on the determined beginnings of the performances, wherein the vagus nerve stimulation pulse trains begin after the beginning of the respective therapeutic tasks, wherein the vagus nerve stimulation pulse trains end prior to the end of the respective therapeutic tasks, and wherein the vagus nerve stimulation pulse train is not presented between performances of the therapeutic task.
3523 | Electronic medical system with implantable medical device, having wireless power supply transfer | An electronic medical system is described. The system comprises an external RF power transmitter configured to emit a first power signal via an electromagnetic coupling, said RF power transmitter being configured to emit said first energy signal with a power no greater than 1 W. The system further comprises an implantable medical device comprising: at least one receiver antenna configured to receive said first energy signal via an electromagnetic coupling; an RF power receiver module configured to extract a second energy signal having a power of at least 1 milliwatts and to be powered by said second energy signal; a power actuator module, operatively connected to the RF power receiver module, powered by said second energy signal. The power actuator module is configured to deliver a medical treatment to at least a target tissue of a patient on the basis of a control signal generated by the RF power receiver module. | 1. An electronic medical system, comprising: an external RF power transmitter configured to emit a first energy signal via an electromagnetic coupling, said external RF power transmitter being configured to emit said first energy signal with a power no greater than 1 W; and an implantable medical device comprising: at least one receiver antenna configured to receive said first energy signal via an electromagnetic coupling, the at least one receiver antenna is a directional antenna; an RF power receiver module operatively connected to the at least one receiver antenna, the RF power receiver module being configured to extract a second energy signal having a power of at least 1 milliwatts, the RF power receiver module being powered by said second energy signal, the RF power receiver module being configured to generate a control signal; and a power actuator module, operatively connected to the RF power receiver module, powered by said second energy signal, the power actuator module being configured to receive said control signal, the power actuator module being configured to deliver a medical treatment to at least a target tissue of a patient on the basis of said control signal.
3524 | Optical sensor | The present disclosure relates to an optical sensor module, an optical sensing accessory, and an optical sensing device. An optical sensor module comprises a light source, a photodetector, and a substrate. The light source is configured to convert electric power into radiant energy and emit light to an object surface. The photodetector is configured to receive the light from an object surface and convert radiant energy into electrical current or voltage. An optical sensing accessory and an optical sensing device comprise the optical sensor module and other electronic modules to have further applications. | 1. An optical sensor module comprising: a substrate; a light source disposed on the substrate; a first encapsulant formed over the light source; a photodetector disposed on the substrate; a second encapsulant formed over the photodetector; a partition coupled to the substrate and located between the light source and the photodetector; and a microstructure formed on an outer profile of at least one of the first encapsulant and the second encapsulant; wherein each of the first encapsulant and the second encapsulant has a top surface and a medial surface, the medial surface is between the substrate and the top surface and is substantially facing the partition, and the partition is spaced apart from the medial surface of the at least one of the first encapsulant and the second encapsulant by a predetermined distance.
3525 | Interactive property communication system | Disclosed herein, among other things, are apparatus and methods for interactive property communication. In various embodiments, an interactive property communication system includes two or more property communication nodes (PCNs) each adapted for coupling to an electrical service. PCNs include a radio transceiver for communications with a broker service adapted for controlling communications with one or more PCNs. | 1. An interactive property communication system configured to communicate with at least one programming device and a plurality of property communication devices configured for placement and communications at various premises of a plurality of subscribers, the system comprising: a processor; a memory comprising instructions that cause the processor to execute: a broker service module, the broker service module including software configured to execute on a network and to control communications with one or more of the plurality of property communication devices at one or more individual premises of the various premises or the at least one programming device, wherein the broker service module acts as an interface configured to enable each subscriber of the plurality of subscribers or at least one authorized user access to a broker'ss website that offers goods and/or services, the broker service module including: a communications interface configured to receive content from a broker service acting as a third party that provides the goods and/or the services or acting as a broker to at least one third party that provides the goods and/or the services and to control communications with at least one of the plurality of property communication devices or the at least one programming device; a subscriber database including information about the plurality of subscribers; a secure programming interface to provide limited access to the subscriber database; and a content control module adapted to programmably control content of the communications with the one or more of the plurality of property communication devices or the at least one programming device, wherein the secure programming interface is adapted to receive advertising content control instructions from at least some of the plurality of subscribers in the subscriber database, wherein the content control module provides individualized advertising content management of the communications with each subscriber of the plurality of subscribers based on the content control instructions, wherein the memory comprises further instructions that cause the processor to: enable individualized communications with one or more of the plurality of property communication devices at one or more individual premises; authorize, in response to the received advertising content control instructions and input from one of the plurality of subscribers or an authorized user, the broker service to provide at least one advertising announcement to one or more of the plurality of subscribers or an authorized user; and control receipt of the at least one advertising announcement, and wherein at least one of the plurality of property communication devices or the at least one programming device is configured to: receive information related to a location of one of the subscribers or an authorized user using at least one sensor, and control at least a portion of a handoff operation of the communication from the at least one property communication device to another of the plurality of property communication devices or the at least one programming device based on the received information.
3526 | Remote guidance system | A method of providing assistance from an assistant to a user, wherein the user and the assistant are remote from each other, includes obtaining an image of an area adjacent the user, transmitting the image from the user to the assistant, and displaying the image on a display to the assistant. The method also includes transmitting a message generated by the assistant relating to the image from the assistant to the user and audibly outputting the message to the user. | 1. A system for providing assistance from an assistant to a user, the user and the assistant being remote from each other, the system comprising: a user device that includes a visual data collector, an audible output device, and a plurality of spaced apart short range echo-location sensors, each of the plurality of the spaced apart short range echo-location sensors configured to transmit a respective signal and each of the plurality of the spaced apart short range echo-location sensors configured to receive all of the respectively transmitted signals such that each received signal to contributes to calculations that detect and triangulate upon objects at a single point in time within the user'ss environment such that detected objects are prioritized with respect to relevance to the user, the visual data collector configured to obtain an image of an area adjacent to the user, the audible output device configured to audibly output a message relating to the image to the user; an assistant device including a display and an assistant input device, the display configured to display the image to the assistant, and the assistant input device configured for inputting the message by the assistant; a communication device that is configured to transmit the image from the user device to assistant device, the communication device also configured to transmit the message from the assistant device to the user device; and, a computer system in communication with the plurality of spaced apart short range echo-location sensors that determines location information about the detected objects within the user'ss environment and provides the location information to the user through a transducer.
3527 | System and method for generating extreme ultraviolet light, and laser apparatus | An extreme ultraviolet light generation system used with a laser apparatus may be provided, and the extreme ultraviolet light generation system may include: a chamber including at least one window for at least one laser beam and a target supply unit for supplying a target material into the chamber; and at least one polarization control unit, provided on a laser beam path, for controlling a polarization state of the at least one laser beam. | 1. An extreme ultraviolet light generation system used with a laser apparatus, the extreme ultraviolet light generation system comprising: a chamber including at least one window for at least one laser beam and a target supply unit for supplying a target material into the chamber; at least one polarization control unit, provided on a laser beam path, for controlling a polarization state of the at least one laser beam; a magnetic field generation unit, provided to the chamber, for generating a magnetic field in which a charged particle emitted from the target material that has been struck by the laser beam is trapped; and a collection unit into which the trapped charged particle is collected, wherein the at least one polarization control unit converts the laser beam into a linearly polarized laser beam.
3528 | Ceramic bushing with filter | On aspect relates to an electrical bushing for use in a housing of an implantable medical device. The bushing includes at least one electrically insulating base body and at least one electrical conducting element. The conducting element is set up to establish, through the base body, at least one electrically conductive connection between an internal space of the housing and an external space. The at least one conducting element comprises at least one cermet such that the conducting element is hermetically sealed with respect to the base body. The bushing includes an electrical filter structure. The at least one conducting element provides at least a one conducting section of the filter structure and the base body provides at least one dielectric section of the filter. | 1. An electrical bushing for use in a housing of an implantable medical device, the electrical bushing comprising: at least one electrically insulating base body comprises a ceramic; and at least one electrical conducting element, wherein the conducting element is set up to establish, through the base body, at least one electrically conductive connection between an internal space of the housing and an external space; wherein the at least one conducting element comprises at least one cermet such that the conducting element is hermetically sealed with respect to the base body; and an electrical filter structure, wherein the at least one conducting element provides at least a one conducting section of the filter structure and the base body provides at least one dielectric section of the filter; wherein the at least one electrically insulating base body and at least one conducting element are fired together thereby forming a hermetic seal therebetween, the hermetic seal consisting only of the ceramic and the cermet.
3529 | Circuit architecture and system for implantable multi-function and multi-analyte biosensing device | An implantable bio-sensing platform architecture that enables the wireless selection, calibration and reading of multiple sensors, as well as checking the power levels of the solar powering source energizing various electronic and optoelectronic devices and circuits embedded in the platform. It also permits checking the operation of the potentiostats interfacing with each amperometric analyte sensor. The platform is flexible to include FET based sensors for protein sensing as well as other applications including pH sensing. In addition, other physiological sensors can be integrated in the platform. | 1. An implantable bio-sensing platform chip that enables the wireless selection, calibration and reading of multiple sensors, wherein the bio-sensing platform receives optical power and coded optical instructions from an external control unit located in proximity of the implanted sensor platform chip, the bio-sensing platform comprising: sensors, sensor interface circuits, signal processors, electronic multiplexers, solar cells, and optoelectronic transmitters and receivers that wirelessly communicates with said external unit, wherein the platform receives from the optical transmitter located in the external control unit coded pulses using at least one photodetector operating at the dedicated wavelength and converting them to electrical pulses, wherein solar cells are interfaced with at least one voltage regulator circuit whose output provides stable power to the entire platform electronic circuits and optoelectronic transmitters and receivers, and a radio frequency (RF) transmitter wherein the carrier wave is modulated depending on the output of signal processing unit and transmitting RF waves using an antenna located on the biosensing platform, and where in the RF wages are received by the RF receiver located in the external unit, wherein coded electrical pulses are decoded using finite state machine architecture by the mode select unit interfacing with the said photodetector receiving the coded pulses, wherein mode select unit comprising of logic circuits enabling various functions depending on the code pulses, wherein coded pulse sequence in one code enables operation of checking solar power output providing information regarding the level of electrical power generated by the solar cells by sending a dedicated frequency voltage pulse train which drives a voltage controlled oscillator serving as a FM transmitter or a dedicated RF transmitter with a specific frequency range and located on the implanted platform, wherein the output of the FM transmitter is transmitted using an antenna located on the bio-sensing platform, wherein coded pulse sequence in one embodiment enables checking of operation of a potentiostat interfacing with a bio-sensing element before bio-sensing element code is sent for taking readings, wherein the output of said voltage controlled oscillator or a FM transmitter is received by a dedicated FM receiver located in the external control unit, and wherein FM receiver in the external control unit output is processed and displayed, wherein coded pulse sequence in another coded sequence enables calibration and reading of a designated biosensor, wherein the bio-sensing platform sensors include analytic sensors, protein biosensors, and physiological sensors, the analyte sensors being connected to interface electronics, signal processing unit, and multiplexer, and wherein the multiplexer output feeds a driver that in turn feeds the said FM transmitter which converts electrical pulses into FM pulses.
3530 | Mapping system with mobile communication terminals for measuring environmental sound | Environmental sound is captured and mapped. Application of a large number of mobile communication terminals embodied as a data supplier leads to extensive, automatic and continual mapping of environmental sound. For sites that are visited relatively frequently and by a plurality of subscribers, a relatively large quantity of remotely transmitted data records for the environmental sound is obtained informally, which permits a more precise depiction of the environmental noise. Commercially available mobile communication terminals may be augmented using simple measures in order to communicate with a central or local mapping system or mapping service directly or indirectly. | 1. A mobile communication terminal for measuring environmental sound, the mobile communication terminal comprising: an interface to an electroacoustic sound transducer for recording the environmental sound; a position finding unit configured to determine a position of the mobile communication terminal and to output a corresponding position datum; a control unit configured to: receive at least one recording of the environmental sound; compute a sound level value for the at least one recording; create a data record for the at least one recording, wherein the data record comprises at least one sound level value and a position datum at a time of the recording of the environmental sound; evaluate data from a position sensor of the mobile communication terminal; and mark the data record when a present location of the mobile communication terminal does not correspond to a location identified for transmission of the data record; and a transmission unit configured to remotely transmit the data record.
3531 | System and method of associating devices based on actuation of input devices and signal strength | Various operations may be performed based on a distance-related function associated with two or more devices. For example, an association procedure for two or more devices may be based on one or more determined distances. Similarly, presence management may be based on one or more determined distances. A distance-related function may take various form including, for example, a distance between devices, two or more distances between devices, a rate of change in a relative distance between devices, relative acceleration between devices, or some combination of two or more of the these distance-related functions. | 1. A method of associating a mobile device with a medical device, comprising: actuating a first input device of the medical device; transmitting at least one signal by the medical device to the mobile device; actuating a second input device of the mobile device at substantially the same time as, or within a defined time interval after or before, the actuation of the first input device of the medical device; determining, by the mobile device, a plurality of indications of signal strengths of the at least one signal transmitted by the medical device; and performing an association procedure between the mobile device and the medical device based on the plurality of indications.
3532 | Methods and apparatus to connect wireless-enabled devices | Examples to establish a connection between wireless-enabled devices involve collecting first biophysical signal data via a first wireless-enabled device, using the first biophysical signal data as a key to decrypt encrypted information received from a second wireless-enabled device to recover first information, and establishing a wireless connection between the first wireless-enabled device and the second wireless-enabled device based on a comparison of the first information and second information stored in the first wireless-enabled device. | 1. A method of establishing a connection between wireless-enabled devices, comprising: collecting first biophysical signal data via a first wireless-enabled device; using the first biophysical signal data as a key to decrypt encrypted information received from a second wireless-enabled device to recover first information, wherein the encrypted information is generated using second biophysical signal data; and establishing a wireless connection between the first wireless-enabled device and the second wireless-enabled device based on a comparison of the first information and second information stored in the first wireless-enabled device.
3533 | Electronic vapor provision device | An electronic vapor provision device comprising a battery assembly 8 and a vaporizer 24 , wherein the battery assembly 8 comprises a power cell 10 and a computer 12 , the vaporizer 24 is releasably connectable to the battery assembly 8 and the computer 12 comprises a computer processor 16 and a memory 18 ; wherein the computer 12 is configured to detect whether the vaporizer 24 is connected to the battery assembly 8 ; the battery assembly 8 further comprises a capacitor 38 ; and the computer 12 is configured to first charge the capacitor 38 and then detect whether a vaporizer 24 is connected to the battery assembly 8 by measuring whether the capacitor 38 is discharged. | 1. An electronic vapor provision device comprising: a battery assembly including a power cell, a capacitor, and a computer, the computer having a computer processor and a memory; and a vaporizer, releasably connectable to the battery assembly, the computer configured to: first charge the capacitor; and then detect whether the vaporizer is connected to the battery assembly by measuring whether the capacitor is discharged.
3534 | Method and system for expediting the rescue of victims experiencing sudden cardiac arrest (SCA) when used in conjunction with an automated external defibrillator (AED) | A method and system for expediting the rescue of victims experiencing sudden cardiac arrest (SCA) when used in conjunction with an automated external defibrillator (AED). The system involves an apparatus that calls for help (i.e. 911), detects SCA and cardiac arrhythmias, locates an AED, guides the rescuer through CPR and connection of the AED. A second apparatus is in the enclosure that contains the AED, sends location information to the other apparatus, triggers audible and visual indicators, and provides information on the victim's location. | 1. A system comprising a sudden cardiac arrest (SCA) detection apparatus and a location apparatus, the location apparatus being separate from and located with an automatic external defibrillator (AED), the SCA detection apparatus comprising: at least one battery; one or more electrodes for attachment to a patient; a wire and connector for connection to an AED; a status indication system; a voice messaging system; at least one controller; controls, components and circuitry to allow wireless communications; and controls, components and circuitry to allow Global Positioning System (GPS); wherein the SCA detection apparatus is configured to: call for help when an event occurs, wherein the call for help is made in accordance with a list of prioritized numbers, with the SCA detection apparatus calling a secondary number if there is no answer at a primary number, and further wherein the call for help is performed as a background task so as not to affect further operation of the SCA detection apparatus; analyze a victim and detect whether the victim is in SCA; if SCA is detected, guide a rescuer through performing cardiopulmonary resuscitation (CPR); locate a nearby AED by communicating with the location apparatus located with the nearby AED; indicate the location of the victim to the nearby AED; guide the rescuer to the location of the nearby AED; guide the rescuer on how to connect an AED to the SCA detection apparatus; wherein the location apparatus is configured to: provide the SCA detection apparatus with the location of the nearby AED; notify the nearby AED that the event has occurred; provide the rescuer with the location of the victim.
3535 | Analyte monitoring device and methods of use | An analyte monitor includes a sensor, a sensor control unit, and a display unit. The sensor has, for example, a substrate, a recessed channel formed in the substrate, and conductive material disposed in the recessed channel to form a working electrode. The sensor control unit typically has a housing adapted for placement on skin and is adapted to receive a portion of an electrochemical sensor. The sensor control unit also includes two or more conductive contacts disposed on the housing and configured for coupling to two or more contact pads on the sensor. A transmitter is disposed in the housing and coupled to the plurality of conductive contacts for transmitting data obtained using the sensor. The display unit has a receiver for receiving data transmitted by the transmitter of the sensor control unit and a display coupled to the receiver for displaying an indication of a level of an analyte. The analyte monitor may also be part of a drug delivery system to alter the level of the analyte based on the data obtained using the sensor. | 1. An analyte monitoring system, comprising: a transcutaneous analyte sensor including a conductive trace comprising a working electrode having an analyte responsive enzyme disposed on at least a portion of the working electrode, the analyte sensor positioned in fluid contact with a bodily fluid and adapted to monitor an analyte level in the bodily fluid during an entire sensor lifetime from when the sensor is initially positioned in fluid contact with the bodily fluid and continuously operating to generate signals representative of the analyte level of the bodily fluid until the analyte sensor is removed for replacement; sensor electronics including an application specific integrated circuit electrically coupled to the conductive trace of the sensor, the application specific integrated circuit configured to process signals representative of the analyte level of the bodily fluid received from the sensor, the sensor electronics generating data representative of the monitored analyte level using a factory determined calibration data during the entire sensor lifetime of at least one week, wherein the application specific integrated circuit is configured to encrypt the generated data for transmission; and a remote device that receives the encrypted data representative of the monitored analyte level generated by the sensor electronics, the remote device configured to evaluate whether the encrypted data are signals from a source other than the sensor electronics by at least decrypting the received encrypted data and comparing the decrypted data with a predetermined range of physiologically relevant values, and, in response to determining the encrypted data are from the sensor electronics, to display real time analyte level information and a rate of change information of analyte level based on the decrypted data.
3536 | Automated location and activity aware medical monitoring | A method, system, and/or apparatus for automatically monitoring for possible mental or physical health concerns. The method or implementing software application uses or relies upon location information available on the mobile device from any source, such as cell phone usage and/or other device applications. The method and system automatically learns user activity patterns and detects significant deviations therefrom. The deviations are automatically analyzed for known correlations to mental or physical concerns, which can then be automatically communicated to a relevant friend, family member, and/or medical professional. | 1. A method of determining medical conditions of users participating in a social networking service, the method executed by a computer system and comprising: automatically monitoring destinations and user activities performed at the destinations of a first user via a first electronic device of the first user; receiving user information comprising a first user activity performed at for at least one of the destinations upon a user arriving at the at least one destination; automatically learning activity patterns for the first user activity by automatically associating the user information with the at least one of the destinations, automatically determining a user activity context for the first user activity, and automatically comparing a further context of each of a plurality of further user arrivals to the at least one of the destinations to the user activity context, wherein the activity patterns comprise an eating pattern or an exercise pattern, at a location or with one or more community members; automatically updating context information associated with the at least one destination from the further context of each of the further user arrivals; automatically identifying that the first user is participating in the first user activity upon future user arrivals at the at least one destination as a function of comparing the context information to a future context of each of the future user arrivals, without receiving any manually entered confirmation or manually entered additional user information; automatically determining a decrease in occurrences of the first user activity over a predetermined time period without receiving the any manually entered confirmation or manually entered additional user information; automatically analyzing the decrease to identify a deviation significance, wherein the decrease or the deviation significance is automatically determined using an inference engine, and analyzing the decrease comprises correlating the decrease to user locations and conditions of the current locations during the predetermined time period; automatically correlating the deviation significance to a possible medical condition; and automatically alerting the first user via the first electronic device or a second user via a second electronic device of the possible medical condition upon the deviation significance meeting a predetermined threshold, wherein the alerting includes a visual representation of the deviation significance, and the second user is a medical professional, close community member, or community member engaged in a similar user activity.
3537 | Communication system for surgical devices | A communication system includes an instrument connector with a light source and a connector antenna; and a console connector with a photo sensor and a console antenna. The light source is configured to produce light that is received by the photo sensor when the instrument connector is coupled to the console connector. The light source may also be configured to produce a series of light pulses, the series of light pulses identifying the surgical instrument coupled to the instrument connector. The light source may also be configured to produce light of a particular color, the color of the light identifying the surgical instrument coupled to the instrument connector. The light source may also be configured to produce a series of light pulses of a particular color, the series of light pulses and the color of the light identifying the surgical instrument coupled to the instrument connector. | 1. A communication system comprising: an instrument connector comprising: a light source; and a connector antenna; and a console connector comprising: a photo sensor; and a console antenna wherein the light source is configured to produce light that is received by the photo sensor when the instrument connector is coupled to the console connector.
3538 | Home medication manager | A portable self medication management system and method comprising at least a plurality of receptacles, a scanner, a display screen, a housing for a compact electronic box, a compact electronic box and a processor to acquire medication information from a medication container, determine whether the medication information exists in a first database, if the medication information does not exist in the first database, associate the medication information with a location information comprising a receptacle and store the medication information and the location information in the first database, indicate the location information, and confirm placement of the medication container in the associated receptacle, notify a user to administer the medication held in the medication container, and request the user to scan the medication container of the notified medication, detect retrieval of an incorrect medication container from the plurality of receptacles, and issue a warning of the detection, and provide instructions for administering the medication. | 1. A self medication management system, comprising: a base comprising: a plurality of receptacles, each receptacle having at least a sensor, a visual indicator, and a securing mechanism, wherein said plurality of receptacles are each capable of housing an intact medication container; a scanner; at least one display screen; a power source; and a housing for a removable compact electronic box; a memory device; a removable compact electronic box, wherein said compact electronic box comprises individual compartments capable of housing medication; a storage device; and a hardware processor coupled to the memory device and couple-able to the storage device, the processor configured to: acquire, using the scanner, medication information from a medication container holding a medication, the medication information comprising at least an administration time; determine whether the medication information exists in a first database residing on the storage device; if the medication information does not exist in the first database, associate the medication information with a location information comprising at least a receptacle and store the medication information and the location information in the first database; indicate, using the receptacle visual indicator, the location information, and confirm, using the receptacle sensor, placement of the medication container in the associated receptacle in accordance with the securing mechanism; notify a user to administer the medication held in the medication container based on the administration time, and request the user to scan, at the scanner, the medication container of the notified medication; detect, based on the scan of the medication container, retrieval of an incorrect medication container from the plurality of receptacles, and issue a warning of the detection; and provide instructions on the display screen for administering the medication, the instructions based on the medication information.
3539 | Medical articles having therapeutic-agent-containing regions formed from coalesced polymer particles | Medical articles, such as drug-releasing patches or implantable or insertable medical devices, which are made up of a medical article substrate and a therapeutic-agent-containing region. The therapeutic-agent-containing region is made up of (i) a water-dispersible therapeutic agent and (ii) coalesced polymer particles supplied by an aqueous dispersion. Also described are methods of forming such medical articles, and methods of releasing a therapeutic agent within a patient using such medical articles. | 1. A medical article comprising: a medical article substrate; and a coating layer disposed over the medical article substrate; wherein the coating layer comprises: (i) a water-dispersible therapeutic agent that is not an antimicrobial agent; and (ii) coalesced polymer particles of a block copolymer comprising a poly(alkylene) chain and a poly(vinyl aromatic) chain, the coalesced polymer particles formed by providing an aqueous dispersion of polymer particles having a weight average diameter ranging from 0.001 microns to 10 microns and coalescing the polymer particles to form the coalesced polymer particles, the block copolymer rendered dispersible in the aqueous dispersion via inclusion of charged hydrophilic groups; wherein the medical article is configured to release the therapeutic agent once the medical article has been administered to a patient.
3540 | Infusion pumps | Ambulatory infusion pumps, pump assemblies, cartridges, baseplates, cannulas, insertion tools, and related components as well as combinations thereof and related methods. | 1. An infusion pump system, comprising: an infusion pump assembly including a housing with a to face and a bottom face that defines an outer perimeter, a cartridge receiving area in the housing, a medicament cartridge insertion opening extending though the bottom face and located inwardly of the outer perimeter and in alignment with the cartridge receiving area, a top opening extending through the top face, a linearly movable pusher, and a drive mechanism, including a motor, that drives the pusher linearly from a retracted position to an extended position; a medicament cartridge including a plunger that is not secured to the pusher, a through-bore and a medicament reservoir having an outlet port; and a baseplate configured to be attached to the bottom face of the housing such that the baseplate at least partially covers the insertion opening; wherein the infusion pump assembly and the medicament cartridge are respectively configured such that the plunger is operably aligned with the pusher and a portion of the medicament cartridge is located in the top opening when the medicament cartridge is positioned in the cartridge receiving area and the baseplate is attached to the housing.
3541 | Patch-sized fluid delivery systems and methods | A patch-sized fluid delivery device may include a reusable portion and a disposable portion. The disposable portion may include components that come into contact with the fluid, while the reusable portion may include only components that do not come into contact with the fluid. Redundant systems, such as redundant controllers, power sources, motor actuators, and alarms, may be provided. Alternatively or additionally, certain components can be multi-functional, such a microphones and loudspeakers that may be used for both acoustic volume sensing and for other functions and a coil that may be used as both an inductive coupler for a battery recharger and an antenna for a wireless transceiver. Various types of network interfaces may be provided in order to allow for remote control and monitoring of the device. | 1. A delivery device for delivering an infusion medium to a user, the device comprising: a housing portion adapted to be secured to a user wherein the housing portion comprises a base portion having a bottom surface securable to the skin of the user; a drive device; and a pump device comprising: a piston chamber having an interior including a fluid portion having a variable volume for containing an infusion medium; an inlet port in fluid flow communication with the interior volume of the piston chamber, the inlet port configured for connection with a reservoir, for fluid flow communication with the reservoir; an outlet port in fluid flow communication with interior volume of the piston chamber; a plunger cap supported for movement in a first direction and in a second direction opposite to the first direction, the plunger cap being arranged in a position for operative engagement with the drive device for movement of the plunger cap in the first direction as the drive device is moved in the first direction, and for allowing movement of the plunger cap in the second direction as the drive device is moved in the second direction; a piston head moveable within the piston chamber between a retracted position and an active position to vary the volume of the fluid portion of the piston chamber, the piston head being operatively coupled in a fixed relation to the plunger cap, for movement from the retracted position to the active position with movement of the plunger cap in the first direction; wherein, when the piston chamber contains infusion fluid, the volume of the fluid portion of the piston chamber is reduced as the piston head is moved from the retracted position to the active position to provide a pressure within the piston chamber to force the infusion fluid from the fluid portion of the piston chamber and through the outlet port; wherein, the volume of the fluid portion of the piston chamber is increased as the piston head is moved from the retracted position to the active position to provide a pressure within the piston chamber to draw infusion fluid into the fluid portion of the piston chamber, through the inlet port, when the inlet port is connected in fluid flow communication with a reservoir, and wherein the delivery device further comprising an injection site at which a hollow needle or cannula may be inserted into a user'ss skin when the bottom surface of the base portion is secured to the user'ss skin, and a conduit coupling the injection site in fluid flow communication with the outlet port of the pump device.
3542 | Leads containing segmented electrodes with non-perpendicular legs and methods of making and using | A method of making an electrical stimulation lead method includes attaching a pre-electrode to a lead body. The pre-electrode is a single, unitary, undifferentiated construct with a ring-shaped exterior. The method further includes attaching a plurality of conductor wires to the pre-electrode; and, after coupling to the lead body, removing an outer portion of the pre-electrode to separate remaining portions of the pre-electrode into a plurality of segmented electrodes spaced around the circumference of the lead body. When separated, each of the segmented electrodes includes a body and at least one leg extending inwardly from the body. The body defines an external stimulating surface and each of the at least one leg has an outer surface. For at least one of the at least one leg, the outer surface of the leg forms a non-perpendicular angle with the external stimulating surface of the body. | 1. A pre-electrode, comprising: an outer portion; and a plurality of separated segmented electrodes distributed around a circumference of the pre-electrode and within the outer portion; wherein the pre-electrode is a single, unitary, undifferentiated construct with a ring-shaped exterior and is configured and arranged so that removal of the outer portion results in the remaining portions forming the plurality of separated segmented electrodes, wherein each of the separated segmented electrodes comprises a body and at least one leg extending inwardly from the body, the body defining an external stimulating surface and each of the at least one leg having an outer surface, wherein, for at least one of the at least one leg, the outer surface of the leg forms a non-perpendicular angle with the external stimulating surface of the body, wherein the outer portion and the plurality of segmented electrodes are made of a same conductive material.
3543 | Receiver and digital demodulation circuitry for an external controller useable in an implantable medical device system | Receiver and digital demodulation circuitry for an external controller for communicating with an implantable medical device (IMD) is disclosed. A Digital Signal Processor (DSP) is used to sample received analog data transmitted from the IMD at a lower rate than would otherwise be required for the frequency components in the transmitted data by the Nyquist sampling criteria. To allow for this reduced sampling rate, the incoming data is shifted to a lower intermediate frequency using a switching circuit. The switching circuit receives a clock signal, which is preferably but not necessarily the same clock signal used by the DSP to sample the data. The switching circuit multiplies the received data with the clock signal to produce lower intermediate frequencies, which can then be adequately sampled at the DSP at the reduced sampling rate per the Nyquist sampling criteria. | 1. An external controller for receiving wireless data from an implantable medical device, comprising: an antenna configured to generate an analog AC signal in response to wireless data received from the implantable medical device, wherein the wireless data comprises at least one first frequency; an amplifier configured to amplify the analog AC signal; a switching circuit controlled by a digital reference signal of a second frequency, wherein the switching circuit is configured to invert the amplified analog AC signal when the digital reference signal changes state, thereby producing an intermediate frequency analog AC signal comprising at least one intermediate frequency; and an analog-to-digital (A/D) converter configured to sample the intermediate frequency analog AC signal using the digital reference signal, thereby producing digital samples.
3544 | Respirator mask speech enhancement apparatus and method | Speech enhancement apparatus and respirator masks including speech enhancement apparatus, as well as methods of enhancing speech transmission for the wearer of a respirator mask are described herein. In one or more embodiments, the speech enhancement apparatus and methods described herein detect acoustic energy within a first frequency range in the clean air envelope of a respirator mask and deliver compensating acoustic energy outside of the clean air envelope using a speaker. The compensating acoustic energy, in one or more embodiments, exhibits a predetermined attenuated amplitude profile such that the compensating acoustic energy has an amplitude less than 6 dB greater than the acoustic attenuation profile of the mask body over at least 90% of a predetermined attenuated frequency range. | 1. A respirator mask comprising: a mask body configured to define a clean air envelope between the mask and the mouth and nose of wearer and exhibiting an acoustic attenuation profile over a first frequency range; and a speech enhancement apparatus comprising: a microphone configured for attachment to the mask body, the microphone further configured to detect acoustic energy within the clean air envelope when attached to the mask body; a speaker configured to produce acoustic energy outside of the clean air envelope; a controller operably connected to the speaker and the microphone, wherein the controller is configured to: receive a speech signal from the microphone, wherein the speech signal is indicative of acoustic energy detected by the microphone within the first frequency range; and deliver an output signal to the speaker, wherein the output signal is configured to cause the speaker to emit compensating acoustic energy, wherein the compensating acoustic energy is emitted in one or more predetermined attenuated frequency ranges, and wherein the compensating acoustic energy comprises a predetermined attenuated amplitude profile such that the compensating acoustic energy exhibits an amplitude less than 6 dB greater than the acoustic attenuation profile of the mask body over at least 90% of each predetermined attenuated frequency range of the one or more predetermined attenuated frequency ranges.
3545 | Short-wave infrared super-continuum lasers for natural gas leak detection, exploration, and other active remote sensing applications | A system and method for using near-infrared or short-wave infrared (SWIR) light sources between approximately 1.4-1.8 microns, 2-2.5 microns, 1.4-2.4 microns, 1-1.8 microns for active remote sensing or hyper-spectral imaging for detection of natural gas leaks or exploration sense the presence of hydro-carbon gases such as methane and ethane. Most hydro-carbons (gases, liquids and solids) exhibit spectral features in the SWIR, which may also coincide with atmospheric transmission windows (e.g., approximately 1.4-1.8 microns or 2-2.5 microns). Active remote sensing or hyper-spectral imaging systems may include a fiber-based super-continuum laser and a detection system and may reside on an aircraft, vehicle, handheld, or stationary platform. Super-continuum sources may emit light in the near-infrared or SWIR. An imaging spectrometer or a gas-filter correlation radiometer may be used to identify substances or materials such as oil spills, geology and mineralogy, vegetation, greenhouse gases, construction materials, plastics, explosives, fertilizers, paints, or drugs. | 1. A measurement system comprising: a light source configured to generate an output optical beam, comprising: one or more semiconductor sources configured to generate an input beam; one or more optical amplifiers configured to receive at least a portion of the input beam and to deliver an intermediate beam to an output end of the one or more optical amplifiers; one or more optical fibers configured to receive at least a portion of the intermediate beam and to deliver at least the portion of the intermediate beam to a distal end of the one or more optical fibers to form a first optical beam; a nonlinear element configured to receive at least a portion of the first optical beam and to broaden a spectrum associated with the at least a portion of the first optical beam to at least 10 nm through a nonlinear effect in the nonlinear element to form the output optical beam with an output beam broadened spectrum; and wherein at least a portion of the output beam broadened spectrum comprises a short-wave infrared wavelength between approximately 1400 nanometers and approximately 2500 nanometers, and wherein at least a portion of the one of more fibers is a fused silica fiber with a core diameter less than approximately 400 microns; a measurement apparatus configured to receive a received portion of the output optical beam and to deliver a delivered portion of the output optical beam to a sample, wherein the delivered portion of the output optical beam is configured to generate a spectroscopy output beam from the sample; and a receiver configured to receive at least a portion of the spectroscopy output beam having a bandwidth of at least 10 nanometers and to process the portion of the spectroscopy output beam to generate an output signal, and wherein the light source and the receiver are remote from the sample, and wherein the output signal is based on a chemical composition of the sample.
3546 | Short-wave infrared super-continuum lasers for early detection of dental caries | A system and method for using near-infrared or short-wave infrared (SWIR) sources such as lamps, thermal sources, LED's, laser diodes, super-luminescent laser diodes, and super-continuum light sources for early detection of dental caries measure transmission and/or reflectance. In the SWIR wavelength range, solid, intact teeth may have a low reflectance or high transmission with very few spectral features while a carious region exhibits more scattering, so the reflectance increases in amplitude. The spectral dependence of the transmitted or reflected light from the tooth may be used to detect and quantify the degree of caries. Instruments for applying SWIR light to one or more teeth may include a C-clamp design, a mouth guard design, or hand-held devices that may augment other dental tools. The measurement device may communicate with a smart phone or tablet, which may transmit a related signal to the cloud, where additional value-added services are performed. | 1. A diagnostic system comprising: a light source configured to generate an output optical beam, comprising: one or more semiconductor sources configured to generate an input beam; one or more optical amplifiers configured to receive at least a portion of the input beam and to deliver an intermediate beam to an output end of the one or more optical amplifiers; one or more optical fibers configured to receive at least a portion of the intermediate beam and to deliver at least the portion of the intermediate beam to a distal end of the one or more optical fibers to form a first optical beam; a nonlinear element configured to receive at least a portion of the first optical beam and to broaden a spectrum associated with the at least a portion of the first optical beam to at least 10 nanometers through a nonlinear effect in the nonlinear element to form the output optical beam with an output beam broadened spectrum; and wherein at least a portion of the output beam broadened spectrum comprises a short-wave infrared wavelength between approximately 1400 nanometers and approximately 2500 nanometers, and wherein at least a portion of the one of more fibers is a fused silica fiber with a core diameter less than approximately 400 microns; an interface device configured to receive a received portion of the output optical beam and to deliver a delivered portion of the output optical beam to a sample comprising enamel and dentine, wherein the delivered portion of the output optical beam is configured to generate a spectroscopy output beam from the sample; and a receiver configured to receive at least a portion of the spectroscopy output beam having a bandwidth of at least 10 nanometers and to process the portion of the spectroscopy output beam to generate an output signal based on a wavelength dependence of the spectroscopy output beam over the bandwidth of at least 10 nanometers.
3547 | Method and apparatus for recognizing behavior and providing information | A method and apparatus may capture an image of a second person with a camera on a frame worn by a user, transmit the image to a second device, receive a recommendation for the user to interact with the second person in response to a behavior of the second person, and display the recommendation to the user on how to interact with the second person in response to the second person's behavior. | 1. An apparatus comprising: a frame configured to be worn on a user'ss head; a camera on the frame configured to capture an image of a second person; a transceiver on the frame configured to transmit the image to a second device and receive a recommendation for the user to interact with the second person in response to a behavior of the second person; a display on the frame configured to display the recommendation to the user on how to interact with the second person in response to the second person'ss behavior, wherein the transceiver is configured to receive information about the second person'ss behavior from the second device, and the display is configured to display the received information about the second person'ss behavior to the user, wherein the displayed information comprises at least one of a word, a halo around the second person, a glowing outline, an icon, a flashing light, or a symbol, wherein the displayed information comprises at least one of a severity of the second person'ss behavior, and a probability of accuracy of an assessment of the second person'ss behavior.
3548 | System for haptically representing sensor input | A haptic representation system is provided that generates a haptic effect in response to sensor input. The sensor input is mapped to a haptic signal. The haptic signal is sent to an actuator configured to receive the haptic signal. The actuator utilizes the haptic signal to generate the haptic effect. | 1. A method of generating a haptic effect comprising: receiving input from a sensor, wherein the input comprises extra-sensory information; mapping the received input to a deformation haptic signal comprising modulating the deformation haptic signal based on an updating of the input; and sending the deformation haptic signal to an actuator coupled to a device to generate the haptic effect, wherein the haptic effect comprises a deformation of the device.
3549 | X-ray imaging system, information processing apparatus, methods for controlling x-ray imaging system and information processing apparatus, and recording medium | An X-ray imaging system comprises: an x-ray sensor including a wireless slave device and a first identification information communication unit that is associated with the wireless slave device; a wireless master device configured to wirelessly connect to the wireless slave device; a second identification information communication unit that is associated with the wireless master device and an x-ray tube that irradiates x-rays; and an identification information intermediating unit configured to receive and store identification information of the wireless slave device or on the wireless master device upon approaching one of the first and the second identification information communication units, and to transmit the identification information upon approaching the other one of the first and the second identification information communication units, wherein the wireless master device and the wireless slave device establish wireless connection based on the identification information. | 1. An X-ray imaging system comprising: an X-ray sensor including a wireless slave device and a first identification information communication unit that is associated with said wireless slave device; a wireless master device configured to connect wirelessly to said wireless slave device; a second identification information communication unit that is associated with said wireless master device and an X-ray tube that irradiates X-rays; and an identification information intermediating unit configured to receive and store identification information about said wireless slave device or about said wireless master device in a case in which said identification information intermediating unit is in the vicinity of one of said first and the second identification information communication units, and to transmit the identification information in a case in which said identification information intermediating unit is in the vicinity of the other one of said first and the second identification information communication units, wherein the identification information intermediating unit is constituted as a different body from the first identification information communication unit and from the second identification information communication unit, and wherein said wireless master device and said wireless slave device establish wireless connection based on the identification information.
3550 | Personalized avatar responsive to user physical state and context | Systems and methods are disclosed that facilitate visualizing how a user will appear in response to adhering to a health and fitness program. In an aspect, a system includes a reception component configured to receive information corresponding to a user's physical appearance and physical health, an analysis component configured to determine or infer one or more changes to the user's physical appearance based on predicted performance of a health and fitness program by the user and the user's physical health, and a visualization component is configured to generate a visual representation of the user based on the information and the one or more changes to the user's physical appearance. | 1. A system comprising: a memory having stored thereon computer executable components; a processor that executes at least the following computer executable components: a reception component configured to receive information corresponding to a user'ss current physical appearance and physical health; a selection component configured to receive user input identifying one or more requirements of a health and fitness program, including a physical fitness activity requirement; a request component configured to receive a request identifying one or more desired changes to the user'ss current physical appearance within a defined time period in association with performance of the health and fitness program; a risk component configured to evaluate the request and determine health risks associated with achieving the one or more desired changes to the user'ss current physical appearance within the defined time period based on the information; an analysis component configured to predict, based on determination that the health risks comply with health safety standards and based on the information and the one or more requirements of the health and fitness program, one or more changes to the user'ss current physical appearance that will occur following performance of the health and fitness program by the user; and a visualization component configured to generate a visual representation corresponding to a future physical appearance of the user based on the information and the one or more changes to the user'ss current physical appearance.
3551 | Method and system for self-management of a disease | The present specification discloses a method, system and program product that can be used for self-management of any chronic disease. The invention involves the use of a device to enter patient's disease related data. Based on this data patient's habits are detected and presented in a graphical format. The user also has the option of setting up a reminder based on the detected habits. | 1. A method of assisting a user in the self-management of diabetes, the method comprising obtaining data about occurrences of at least a first type of user actions; detecting a user habit from the obtained data; and generating a reminder data item from the detected user habit, and storing the generated reminder data item in a device to be carried by the user said device is one of a blood glucose measuring device and an insulin administration device, wherein detecting a user habit comprises determining a distribution of occurrences of said first type of user actions over a predetermined period of time and detecting a time interval during which said first type of user actions typically occurs.
3552 | Implantable medical devices having cofire ceramic modules and methods of fabricating the same | An implantable medical device (IMD) and methods of fabricating the same are provided. An IMD can include a housing and a cofire ceramic module (CCM) coupled to the housing. The CCM can include an antenna cofire-integrated in the CCM. The antenna can include a plate composed of conductive material, and conductive antenna elements that are annular substrates having perimeters substantially coextensive with the perimeter of the plate. The antenna can also include interconnections. A first set of interconnections can be coupled between the plate and one of the conductive antenna elements, and a second set of interconnections can be coupled between the conductive antenna elements. The antenna can also include a feed line conductively coupled to the plate. In some embodiments, the feed line can be substantially serpentine-shaped to adjust impedance in the CCM. | 1. An implantable medical device (IMD), comprising: a housing configured for one of human implant or being worn on a body; and a cofire ceramic module coupled to the housing, wherein the cofire ceramic module includes an antenna cofire-integrated in the cofire ceramic module, the antenna comprising: a plate composed of conductive material; a plurality of layers of conductive antenna elements, the plurality of layers of conductive antenna elements being annular substrates having perimeters substantially coextensive with a perimeter of the plate; a plurality of interconnections, wherein the plurality of interconnections comprise: a first set of interconnections coupled between the plate and the conductive antenna element of one of the plurality of layers of conductive antenna elements; and a second set of interconnections coupled between the conductive antenna elements of the remainder of the plurality of layers of conductive antenna elements; and a feed line conductively coupled to the plate.
3553 | Artificial microstructure and artificial electromagnetic material using the same | The present invention provides an artificial microstructure. The artificial microstructure includes at least three split rings. The at least three split rings surround and embed in turn. Each split ring is formed by a wire which is made of conductive material, with two terminals of the wire towards each other to form an opening of the corresponding split ring. The present invention also provides an artificial electromagnetic material using the artificial microstructure. The artificial electromagnetic material with the artificial microstructure can achieve the function of broadband wave-absorbing. | 1. An artificial electromagnetic material comprising: at least one material sheet comprising: a substrate comprising a front surface and a back surface, and a plurality of rectangular substrate units which are identical and arranged in an array to form the front surface and the back surface; and a plurality of artificial microstructures attached on the front surface of the substrate, wherein each artificial microstructure is attached to a front surface of each rectangular substrate unit and comprises at least three split rings, the at least three split rings surround and embed each other in turn, each split ring is formed by a wire which is made of conductive material, with two terminals of the wire towards each other to form an opening of the corresponding split ring; wherein a metal foil is attached to the back surface of the substrate, and the metal foil is a whole slice of foil film or comprises a plurality of metal foil units; wherein when the metal foil is the whole slice of foil film, the metal foil has a fishnet structure, and each mesh of the fishnet structure is located on a common junction of four adjacent rectangular substrate units; and wherein when the metal foil comprises the plurality of the metal foil units, each metal foil units is attached to a back surface of each rectangular substrate unit, and covers the whole back surface of the corresponding rectangular substrate unit except for four corners of the corresponding rectangular substrate unit.
3554 | Stabilization of an injection locked harmonically mode-locked laser via polarization spectroscopy for frequency comb generation | Stabilization of an injection locked optical frequency comb is achieved through polarization spectroscopy of an active laser cavity, eliminating optical PM sidebands inherent in previous stabilization methods. Optical SNR of 35 dB is achieved. A monolithic AlInGaAs quantum well Fabry-Prot laser injection locked to a passively mode-locked monolithic laser is presented here. The FP laser cavity can be used as a true linear interferometric intensity modulator for pulsed light. | 1. An apparatus for producing a stable optical frequency comb having an adjustable comb tooth separation, comprising: a harmonically mode-locked laser (MLL) further including: a polarization discriminating semiconductor optical amplifier (SOA); a polarization discriminating resonant optical fiber cavity; an intracavity polarization discriminating mode locking component; and an RF oscillator operationally coupled to the mode locking component; an injection laser source optically coupled to the resonant optical fiber cavity; and a resonant cavity stabilizing component including: a polarization beam splitter optically coupled to the resonant optical fiber cavity; a balanced photodetector optically coupled to the polarization beam splitter; a proportional integral controller coupled to the balanced photodetector; and a resonant optical fiber cavity length adjuster.
3555 | Frequency-adaptive notch filter | One apparatus includes a notch filter that has a state observer unit and a parameter adaptation unit. The state observer unit is configured to receive a sampled noisy electrical signal and a sampled filtered electrical signal, the state observer unit having an estimated noise signal output, the estimated noise signal output carrying an estimated noise signal to be subtracted from the sampled noisy electrical signal, resulting in the filtered electrical signal. The parameter adaptation unit is configured to receive the estimated noise signal and an error signal from the state observer unit. The parameter adaptation unit is also configured to determine, based on the estimated noise signal and the error signal, an updated estimated noise frequency, thereby causing the state observer unit to generate an updated estimated noise signal to be provided on the estimated noise signal output. | 1. A method of adaptively detecting sinusoidal noise from an electrical signal, the method comprising: receiving a noisy electrical signal having a periodic noise component and a filtered electrical signal component; performing a frequency identification process on the sampled noisy electrical signal to determine an initial frequency for an estimated periodic noise signal, the frequency identification process selecting from among a plurality of discrete, predetermined frequencies; and performing a frequency adaptation process on the sampled noisy electrical signal, the frequency adaptation process resulting in an updated estimated periodic noise signal to be subtracted from the sampled noisy electrical signal, thereby forming a filtered electrical signal.
3556 | Data communication with interventional instruments | The invention relates to a data communication system ( 100 ) and a method that can particularly be applied for communicating data from a medical instrument like a catheter or a guide-wire via a high-speedlink ( 101 ). The system ( 100 ) comprises (in-vivo) a slave component ( 150 ) with a controllable slave clock ( 153 ) and a transmitter ( 151 ) for transmitting a data signal (ds) that is clocked by the slave clock signal (clk). Moreover, it comprises (ex-vivo) a master component ( 110 ) with a clock controller ( 114,115,116 ) that receives a master clock signal (ref_clk) and the data signal (ds) and that generates a clock control signal (ccs) for adjusting the slave clock ( 153 ) to the master clock ( 113 ). The slave clock ( 153 ) may thus be realized with low space and energy requirements, e.g. by a voltage controlled oscillator (VCO). Moreover, the link ( 101 ) via which the data signal (ds) and the clock control signal (ccs) are exchanged may be realized by just two signal wires. | 1. A medical system, comprising: a) an interventional instrument including a slave component further including: a1) a controlled oscillator for generating a slave clock signal in response to a received clock control signal via a link, and a2) a transmitter for transmitting a data signal that is clocked by the slave clock signal on the link, the data signal includes encoded data from sensors, actuators, or imaging devices; and b) external equipment including a master component further including: b1) a receiver for receiving said data signal via the link, b2) a master clock unit for generating a master clock signal, and b3) a clock controller being configured to i) receive the master clock signal and the data signal, ii) recover the slave clock signal from the received data signal, and iii) compare the frequency of the recovered slave clock signal and the master in order to generate the clock control signal for adjusting the controlled oscillator to the master clock unit, b4) a transmitter for transmitting at least the clock control signal via the link; and c) the link includes at least two wires.
3557 | Methods and systems for determining the positions of orthodontic appliances | The positions of orthodontic appliances such as brackets and buccal tubes on a patient's teeth are determined using digital data that represents the shapes of the patient's teeth. Certain landmarks of the teeth such as the marginal ridges are determined using software, and the software adjusts positions of the virtual appliances on the teeth as needed in order to bring the marginal ridges into proper alignment at the conclusion of treatment. The resulting positions are optionally used to determine the location of the appliances in an indirect bonding apparatus such as a transfer tray. | 1. A method for determining the position of orthodontic appliances in a bonding guide, the method comprising: obtaining a digital data file representative of the shapes of teeth of a dental arch; displaying a digital representation of the dental arch from the data file, the representation including a first tooth of the dental arch, and a second tooth of the dental arch, and a third tooth of the dental arch; using the digital data file to determine marginal ridge heights of the first tooth, second tooth, and third tooth; selecting an appliance height for the first tooth from a preexisting prescription for a plurality of teeth of the dental arch including the first, second, and third teeth, wherein the prescription includes a prescribed appliance height of each tooth of the plurality of teeth based on a prescribed distance from the occlusal plane height of each tooth; positioning a digital representation of an appliance on the digital representation of the first tooth at the prescribed height; determining the distance between the prescribed appliance height for the first tooth and the marginal ridge height of the first tooth, the distance being determined only after appliance height is selected; positioning a digital representation of an appliance on the digital representation of the second tooth at the prescribed height for the second tooth; modifying the appliance height on the digital representation for the second tooth to a distance from the marginal ridge height of the second tooth that is based at least in part on the determined distance between the selected appliance height for the first tooth and the marginal ridge height of the first tooth; determining the distance either between the marginal ridge height of the first tooth and the occlusal plane height of the first tooth or between the marginal ridge height of the second tooth and the occlusal plane height of the second tooth, the distance determined defining a prescription modifier distance; modifying an appliance height for at least the third tooth based at least in part on the addition of the prescription modifier distance to the prescribed distance for the third tooth; and positioning a digital representation of an appliance on a digital representation of the third tooth at the modified appliance height to create a modified digital representation of the dental arch including positioned first, second, and third appliances; and making an indirect bonding apparatus from the modified digital representation in order to locate the appliances relative to the apparatus according to the positioned heights.
3558 | Collaboratively processing audio between headset and source to mask distracting noise | A media playback device has programmable signal processing capabilities and an input receiving signals representative of ambient noise. The media playback device identifies an output response characteristic and an attenuation characteristic of a set of headphones associated with the media playback device, predicts a property of audio output by the headphones at a user's ear based on the ambient noise input signal, the output response characteristic, and the attenuation characteristic of the headphones, predicts expected residual ambient noise at the user's ear, when wearing the headphones, derived from the ambient noise input signal and the attenuation characteristic, and modifies masking audio signals to be provided to the headphones such that they will mask the expected residual ambient noise at the user's ear. | 1. An apparatus comprising: a set of headphones for outputting sounds corresponding to input audio signals, the set of headphones providing at least 12 dBA attenuation of ambient sound at a user'ss ear; and a programmable signal processor configured to provide a signal that when reproduced by the set of headphones provides a masking sound at the user'ss ear with a spectral density that is flat from 200 Hz to 500 Hz, falls off with a slope of about 8 dB/octave above 500 Hz, and falls off with a slope of about 20 dB/octave below 100 Hz.
3559 | Hermetic electronics package with dual-sided electrical feedthrough configuration | A hermetic electronics package includes a metal case with opposing first and second open ends, with each end connected to a first feedthrough construction and a second feedthrough construction. Each feedthrough contruction has an electrically insulating substrate and an array of electrically conductive feedthroughs extending therethrough, with the electrically insulating substrates connected to the opposing first and second open ends, respectively, of the metal case so as to form a hermetically sealed enclosure. A set of electronic components are located within the hermetically sealed enclosure and are operably connected to the feedthroughs of the first and second feedthrough constructions so as to electrically communicate outside the package from opposite sides of the package. | 1. A hermetically-sealed electronics device comprising: a hermetic electronics package comprising: a metal case with opposing first and second open ends; a first feedthrough construction having an electrically insulating substrate and an array of electrically conductive feedthroughs extending therethrough; a second feedthrough construction having an electrically insulating substrate and an array of electrically conductive feedthroughs extending therethrough; said electrically insulating substrates of the first and second feedthrough constructions connected to the opposing first and second open ends, respectively, of the metal case so as to form a hermetically sealed enclosure; and a set of electronic components located within the hermetically sealed enclosure and operably connected to the feedthroughs of the first and second feedthrough constructions; a first electrode array having a plurality of traces extending between electrodes at a lead end and a connector end that is connected to the feedthroughs of the first feedthrough construction to transmit electrical signals between the set of electronic components and a surrounding region adjacent the first electrode array; and a second electrode array having a plurality of traces extending between electrodes at a lead end and a connector end that is connected to the feedthroughs of the second feedthrough construction to transmit electrical signals between the set of electronic components and a surrounding region adjacent the second electrode array, whereby the first and second electrode arrays are positioned to electrically interact with said adjacent surrounding regions from opposite sides of the package.
3560 | Management, control and communication with sensors | A voice call is established using a computing device. A user is instructed to prepare a first device for pairing with the computing device and a server may instruct the computing device to scan for additional devices. The server may identify a first device from a list of devices and may instruct the computing device to pair with the first device. | 1. A method comprising: initiating a voice call with a remote operator in a call center; receiving instructions from the remote operator for a user to prepare a first device for pairing with a wearable device; receiving a first user input at the first device indicating a pairing request for the wearable device; after receiving the first user input, requesting, by a server, a list of one or more devices that are available for communication with the wearable device; receiving, at the server, the list of the one or more devices available for communication with the wearable device; receiving, at the server, a second user input identifying the first device from the list of one or more devices, wherein the first device comprises a health sensor; and transmitting, from the server to the wearable device and in response to the second user input identifying the first device, one or more instructions for use by the wearable device in pairing the health sensor with the wearable device.
3561 | Hall sensor mounting in an implantable blood pump | A molded interconnect device can carry a Hall sensor for transducing a position of a rotor of the implantable blood pump. The molded interconnect device includes one or more integrated electronic circuit traces configured to electrically connect the hall sensor with a printed circuit board of the implantable blood pump, and the molded interconnect device is configured to be mounted to the printed circuit board. | 1. A device for transducing a position of a rotor of an implantable blood pump, the device comprising: a molded interconnect device comprising one or more integrated electronic circuit traces, wherein the molded interconnect device is to be mounted to a printed circuit board; and a Hall sensor coupled to the molded interconnect device for transducing the position of the rotor, wherein the one or more integrated electronic circuit traces are configured to electrically connect the Hall sensor with the printed circuit board of the implantable blood pump.
3562 | Patch-sized fluid delivery systems and methods | A patch-sized fluid delivery device may include a reusable portion and a disposable portion. The disposable portion may include components that come into contact with the fluid, while the reusable portion may include only components that do not come into contact with the fluid. Redundant systems, such as redundant controllers, power sources, motor actuators, and alarms, may be provided. Alternatively or additionally, certain components can be multi-functional, such a microphones and loudspeakers that may be used for both acoustic volume sensing and for other functions and a coil that may be used as both an inductive coupler for a battery recharger and an antenna for a wireless transceiver. Various types of network interfaces may be provided in order to allow for remote control and monitoring of the device. | 1. A delivery device comprising: a first housing portion; a second housing portion configured to selectively engage with and disengage from the first housing portion; a reservoir located in the first housing portion, the reservoir having a first interior volume for containing a fluid, the reservoir having an outlet connectable in fluid flow communication with the first interior volume and an injection site, the first interior volume of the reservoir being selectively variable; a volume varying mechanism supported for motion in a curved path to selectively vary the first interior volume of the reservoir, to selectively reduce the first interior volume and increase fluid pressure within the interior volume to drive fluid from the interior volume to the injection site; and a shape-memory alloy supported by the second housing portion and operatively connectable to the volume varying mechanism when the first and second housing portions are engaged, the shape-memory alloy moving in a linear path of motion to selectively drive the volume varying mechanism in the curved path of motion.
3563 | Adhesive and peripheral systems and methods for medical devices | A repeater system may control a pump by using a repeater and a user interface. An adhesive patch system may be used for affixing a pump or other object to a human body. Such an adhesive patch system may include two sets of adhesive members, each member including an adhesive material on at least one side so as to attach to the body. The members of the first set are spaced to allow the members of the second set to attach to the body in spaces provided between the members of the first set, and the members of the second set are spaced to allow members of the first set to detach from the body without detaching the members of the second set. Also, fill stations and base stations are provided for personal pump systems. | 1. A needle injector device for connection in fluid-flow communication with the inlet or outlet port of a reservoir, the needle injector comprising: a housing provided with an interior channel having a longitudinal, axial dimension and an opening extending through a wall of the housing to the channel and extending along at least a portion of the longitudinal length of the channel; a hollow needle supported in the channel for movement relative to the housing between a start position, an extended position and a retracted position, the needle having a piercing end having an opening and an opposite, second end having an opening; a fluid conduit connected to the opening on the second end of the hollow needle and moveable with the hollow needle, the fluid conduit being connectable to the outlet or inlet port of the reservoir; a cannula supported on the needle, when the needle is in the start position, and moveable with the needle to the extended position of the needle; a lever member connected in a fixed relation to the hollow needle and having an extension portion extending through the opening in the housing; a first bias member arranged to impart a first bias force on the lever in a first direction, for moving the lever and the attached needle and the supported cannula from the start position to the extended position of the needle, free of manual input; a lock structure for locking the cannula in a fixed position relative to the housing, when the needle and cannula are moved to the extended position of the needle; a second bias member arranged to impart a second bias force on the lever in a second direction, opposite to the first direction, for moving the lever and the attached needle from the extended position to the retracted position, while leaving the cannula in the extended position; wherein at least a portion of the first bias member is located outside the housing, and wherein at least a portion of the second bias member is located outside the housing.
3564 | Adhesive and peripheral systems and methods for medical devices | A repeater system may control a pump by using a repeater and a user interface. An adhesive patch system may be used for affixing a pump or other object to a human body. Such an adhesive patch system may include two sets of adhesive members, each member including an adhesive material on at least one side so as to attach to the body. The members of the first set are spaced to allow the members of the second set to attach to the body in spaces provided between the members of the first set, and the members of the second set are spaced to allow members of the first set to detach from the body without detaching the members of the second set. Also, fill stations and base stations are provided for personal pump systems. | 1. A needle injector device for connection in fluid-flow communication with the inlet or outlet port of a reservoir, the needle injector comprising: a housing provided with an interior channel having a longitudinal, axial dimension and a slot-shaped opening extending through a wall of the housing to the channel and extending along at least a portion of the longitudinal length of the channel; a hollow needle supported in the channel for movement relative to the housing between a start position, an extended position and a retracted position, the needle having a piercing end having an opening and an opposite, second end having an opening; a fluid conduit connected to the opening on the second end of the hollow needle and moveable with the hollow needle, the fluid conduit being connectable to the outlet or inlet port of the reservoir; a lever member connected in a fixed relation to the hollow needle and having a extension portion extending through the slot-shaped opening in the housing; a first bias member supported by the housing and arranged to impart first bias force on the lever in a first direction, for moving the lever and the attached needle from the start position to the extended position of the needle; a second bias member arranged to impart a second bias force on the lever in a second direction, opposite to the first direction, for moving the lever and the attached needle from the extended position to the retracted position; wherein at least a portion of the first bias member is located outside the housing, and wherein at least a portion of the second bias member is located outside the housing.
3565 | Server for communication with an implantable medical device | A system and method for modifying the parameters of an implantable medical device includes an implantable medical device that communicates with a remote control device that, in turn, communicates through the browser of a computer or any other device capable of using mark-up language protocol. The computer optionally communicates with other computers and/or devices through a network. | 1. A system, comprising: an implantable medical device; and a first device configured to directly wirelessly communicate with the implantable medical device, wherein the first device comprises a server configured to communicate with a second device in accordance with a markup language protocol, and wherein the server is configured to receive a request from the second device.
3566 | Method of recharging a power source for implantable medical device | Method of recharging a power source such as a rechargeable lithium ion battery for an implantable medical device. Energy is received within the implantable medical device from an external energy source which energy is used to recharge the power source. At least one recharge parameter associated with recharging of the power source is monitored. Recharging is regulated by increasing a charging rate of the power source in response, at least in part, on the recharge parameter being monitored. | 1. A method of recharging a rechargeable power source operatively coupled within an implantable medical device, comprising the steps of: (a) receiving energy within the implantable medical device from an external energy source; (b) recharging the rechargeable power source with the energy; (c) monitoring a temperature; and (d) regulating the step of recharging in response to the step of monitoring by increasing a charging rate of the rechargeable power source in response, at least in part, to the temperature monitored in the monitoring step such that a charging rate limit is limited by a rise of the temperature by a certain amount.
3567 | Determining conditions of components removably coupled to personal protection equipment | Method and system are disclosed for determining conditions of components that are removably coupled to articles of personal protection equipment (PPE) by tracking the components against predetermined criteria. | 1. A method comprising: providing at least one filter removably coupled to an article of respiratory personal protection equipment that can be worn by a user; providing at least one smart tag coupled to the filter; receiving, by a computing device, sensing data about hazardous materials in a working environment using sensors prior to use of the filter; receiving, by the computing device, data including time of use information from the smart tag; and determining, by the computing device and using at least one predetermined criterion of concentration level or flow rate through the filter, a remaining life of the filter based on the time of use of the filter data retrieved from the smart tag and sensing data about the hazardous materials in the working environment.
3568 | Near-infrared lasers for non-invasive monitoring of glucose, ketones, HBA1C, and other blood constituents | Non-invasive monitoring of blood constituents such as glucose, ketones, or hemoglobin A1c may be accomplished using near-infrared or short-wave infrared (SWIR) light sources through absorbance, diffuse reflection, or transmission spectroscopy. As an example, hydro-carbon related substances such as glucose or ketones have distinct spectral features in the SWIR between approximately 1500 and 2500 nm. An SWIR super-continuum laser based on laser diodes and fiber optics may be used as the light source for the non-invasive monitoring. Light may be transmitted or reflected through a tooth, since an intact tooth and its enamel and dentine may be nearly transparent in the SWIR. Blood constituents or analytes within the capillaries in the dental pulp may be detected. The non-invasive monitoring device may communicate with a device such as a smart phone or tablet, which may transmit a signal related to the measurement to the cloud with cloud-based value-added services. | 1. A diagnostic system comprising: a light source configured to generate an output optical beam, comprising: one or more semiconductor sources configured to generate an input beam; one or more optical amplifiers configured to receive at least a portion of the input beam and to deliver an intermediate beam to an output end of the one or more optical amplifiers; one or more optical fibers configured to receive at least a portion of the intermediate beam and to deliver at least the portion of the intermediate beam to a distal end of the one or more optical fibers to form a first optical beam; a nonlinear element configured to receive at least a portion of the first optical beam and to broaden a spectrum associated with the at least a portion of the first optical beam to at least 10 nanometers through a nonlinear effect in the nonlinear element to form the output optical beam with an output beam broadened spectrum; and wherein at least a portion of the output beam broadened spectrum comprises a short-wave infrared wavelength between approximately 1400 nanometers and approximately 2500 nanometers, and wherein at least a portion of the one of more fibers is a fused silica fiber with a core diameter less than approximately 400 microns; an interface device configured to receive a received portion of the output optical beam and to deliver a delivered portion of the output optical beam to a sample, wherein the delivered portion of the output optical beam is configured to generate a spectroscopy output beam from the sample; and a receiver configured to receive at least a portion of the spectroscopy output beam having a bandwidth of at least 10 nanometers and to process the portion of the spectroscopy output beam to generate an output signal representing at least in part a property of hydro-carbon bonds.
3569 | Using audio video device as health monitor | An IPTV can receive a user name and present a screen enabling a user by means of a remote control to select health information categories, inputting numeric parameters into the selected categories which can be uploaded to an Internet server for analysis and viewed by the user for subsequent monitoring/charting. | 1. An apparatus comprising: at least one computer memory that is not a transitory signal and that comprises instructions executable by at least one processor for: receiving from a computer input device numeric input representing a measurable physical parameter of a user; presenting on a computer display a visualization of the user'ss history of the measurable physical parameter; correlating the parameter to at least one of: an upper limit, a lower limit, representing respective upper and/or lower &quot;safe&quot; limits of the parameter; and presenting with the visualization a graph of time versus parameter value and both an upper limit line representing the upper limit, a lower limit line representing the lower limit, to indicate what respective upper and/or lower &quot;safe&quot; limits of the parameter being displayed are.
3570 | Method and apparatus for measuring body balance of wearable device | A wearable device includes a communication unit that wirelessly communicates with a first external device; a motion sensor that senses the user's motion; and a control unit. The wearable device collects a first motion data generated by the user's motion and transmits the first motion data to the first external device, receives a first security level data and a second security level data from the first external device, and receives only the first security level data from the first external device when the wearable device is converted into a non-wearing state from a wearing state. | 1. A biometric authentication method of a wearable device, the method comprising: wirelessly communicating with a first external device; receiving a first request signal of the first external device, the first external device being in a first security state; determine whether the wearable device is in a wearing state after receiving the first request signal; transmitting a non-wearing state information to the first external device when the wearable device is in a non-wearing state; collecting a first motion data generated by the user'ss motion through a motion sensor during a certain period of time or during collection of a certain amount of data when the wearable device is in the wearing state; transmitting the first motion data to the first external device; and receiving a first security level data and a second security level data from the first external device when the wearable device is in the wearing state, the first external device being in a second security state or a third security state; transmitting a first information indicating a first state conversion to the first external device when the wearable device is converted into the non-wearing state from the wearing state; and receiving only the first security level data from the first external device when the wearable device is in the non-wearing state, the first external device being in a fourth security or a fifth security state.
3571 | Method and apparatus for measuring body balance of wearable device | A wearable device includes a communication unit that wirelessly communicates with a first external device; a motion sensor that senses the user's motion; and a control unit. The wearable device collects a first motion data generated by the user's motion and transmits the first motion data to the first external device, receives a first security level data and a second security level data from the first external device, and receives only the first security level data from the first external device when the wearable device is converted into a non-wearing state from a wearing state. | 1. A method for measuring left and right balance of a wearable device, the method comprising: wirelessly communicating with a portable electronic device; collecting a first motion data generated by a user'ss motion through a motion sensor provided in the wearable device during a certain period of time or during collection of a certain amount of data; transmitting the first motion data to the portable electronic device, the portable electronic device being in a first security state; collecting a second motion data generated by the user'ss motion through the motion sensor provided in the wearable device during a certain period of time or during collection of a certain amount of data; and transmitting the second motion data to the portable electronic device in a second security state of the portable electronic device, wherein the portable electronic device outputs a comparison result of the transmitted first and second motion data in the third security state.
3572 | Electronic devices for controlling noise | An electronic device for controlling noise is described. The electronic device includes a force sensor for detecting a force on the electronic device. The electronic device also includes noise control circuitry for generating a noise control signal based on a noise signal and the force. Another electronic device for controlling noise is also described. The electronic device includes a speaker that outputs a runtime ultrasound signal, an error microphone that receives a runtime ultrasound channel signal and noise control circuitry coupled to the speaker and to the error microphone. The noise control circuitry determines at least one calibration parameter and determines a runtime channel response based on the runtime ultrasound channel signal. The noise control circuitry also determines a runtime placement based on the runtime channel response and the at least one calibration parameter and determines at least one runtime active noise control parameter based on the runtime placement. | 1. An electronic device for controlling noise, comprising: a force sensor configured to detect a pressing force between the electronic device and a user; and noise control circuitry configured to generate a noise control signal based on a noise signal and an adaptive filter that is adapted based on the force, wherein the noise control circuitry is configured to adapt the adaptive filter by scaling a first base transfer function with a first scaling function of the force and scaling a second base transfer function with a second scaling function of the force and wherein the first scaling function decreases in magnitude as the force increases, and the second scaling function increases in magnitude as the force increases.
3573 | Transient electronic devices comprising inorganic or hybrid inorganic and organic substrates and encapsulates | The invention provides transient devices, including active and passive devices that physically, chemically and/or electrically transform upon application of at least one internal and/or external stimulus. Incorporation of degradable device components, degradable substrates and/or degradable encapsulating materials each having a programmable, controllable and/or selectable degradation rate provides a means of transforming the device. In some embodiments, for example, transient devices of the invention combine degradable high performance single crystalline inorganic materials with selectively removable substrates and/or encapsulants. | 1. A transient electronic device comprising: a substrate; one or more active or passive electronic device components supported by said substrate; wherein said active or passive electronic device components independently comprise a selectively transformable material; and an encapsulant layer at least partially encapsulating said one or more active or passive electronic device components; wherein said substrate, said encapsulant layer or both independently comprise a selectively removable inorganic material responsive to an external or internal stimulus; wherein at least partial removal of said substrate, said encapsulant layer or both in response to said external or internal stimulus initiates at least partial transformation of said one or more active or passive electronic device components providing a programmable transformation of the transient electronic device in response to said external or internal stimulus at a pre-selected time or at a pre-selected rate, wherein said programmable transformation provides a change in function of the transient electronic device from a first condition to a second condition.
3574 | Integrated circuit packaging for implantable medical devices | A hybrid integrated circuit in a wafer level package for an implantable medical device includes one or more passive component windings formed, at least in part, along one or more routing layers of the package. The windings may be primary and secondary windings of a transformer, wherein all or part of a magnetic core thereof is embedded in a component layer of the wafer level package. If the core includes a part bonded to a surface of the package, that part of the core may be E-shaped with legs extending into the routing layers, and, in some cases, through the routing layers. Routing layers may be formed on both sides of the component layer to accommodate the transformer windings, in some instances. | 1. A hybrid integrated circuit formed in a wafer level package for an implantable medical device, the wafer level package comprising a polymer component layer overlaid by a plurality of routing layers, and the integrated circuit comprising: a plurality of active devices and passive components embedded in the component layer; another passive component including a winding, at least a portion of the winding being formed along one or more of the plurality of routing layers; and a plurality of conductive runners extending along the plurality of routing layers, each runner being electrically coupled to a corresponding one or more of the embedded devices and components; wherein at least one of the conductive runners is electrically coupled to the other passive component and is located on a common routing layer with the winding, wherein: the other passive component comprises a transformer such that the winding is a primary winding of the transformer and the transformer further comprises one or more secondary windings, the one or more secondary windings being formed along one or more of the plurality of routing layers; the wafer level package further comprises a planar magnetic core of the transformer, the planar magnetic core comprising a first part and a second part; the first part of the planar magnetic core is embedded in the component layer; and the second part of the core is bonded to a surface of the wafer level package, the surface overlaying the plurality of routing layers, such that the routing layers are sandwiched between the component layer and the second part of the core.
3575 | Wireless energy transfer for implantable devices | Wireless energy transfer methods and designs for implantable electronics and devices include, in at least one aspect, a device resonator configured to be included in an implantable medical device and supply power for a load of the implantable medical device by receiving wirelessly transferred power from a source resonator coupled with a power source; temperature sensors positioned to measure temperatures of the device resonator at different locations; a tunable component coupled to the device resonator; and control circuitry configured and arranged to adjust the tunable component to detune the device resonator in response to a measurement from at least one of the temperature sensors. | 1. A wireless energy transfer system for an implantable medical device comprising: a device resonator configured to be included in the implantable medical device and supply power for a load of the implantable medical device by receiving wirelessly transferred power from a source resonator coupled with a power source; temperature sensors positioned to measure temperatures of the device resonator at different locations; a tunable component coupled to the device resonator; and control circuitry configured and arranged to adjust the tunable component to detune the device resonator in response to measurements from the temperature sensors; wherein the device resonator comprises a magnetic material with inhomogeneous flux distribution, and the temperature sensors are positioned to measure localized heating resulting from the inhomogeneous flux distribution or power dissipation in the device resonator.
3576 | Optical communications between an implantable medical device and external charger | An improved medical device system is disclosed in which system devices communicate optically. An Implantable Medical Device (IMD) is disclosed having a hermetic window assembly on one side of its case, through which a photoemitter and photodetector can transmit and receive optical signals. The optical radiation in the signals is preferably visible, which permits communications from the IMD to be seen prior to implantation and even after implantation through a patient's tissue. External controllers for adjusting therapeutic operation of the IMD, external chargers for providing a magnetic charging field to charge a battery in the IMD, and combined external controllers/chargers are also disclosed that optically communicate with the IMD through the patient's tissue. The optical communication capabilities of the external charger are particularly useful in determining misalignment with the IMD. | 1. An external charger for an implantable medical device, comprising: a charging coil configured to provide a charging field to charge a battery in the implantable medical device during a charging session; and at least one photodetector configured to receive at least one optical signal from the implantable medical device, wherein the external charger is configured to determine an alignment between the external charger and the implantable medical device by comparing an intensity of the at least one optical signal to a threshold, wherein the threshold is determined after implantation of the implantable medical device in a patient.
3577 | Device for regulating a random stream of voltage pulses at the input of an analog-to-digital converter | A device converts a random stream of voltage pulses into a regulated stream of digital data. The device includes a stream regulation device and an analog-digital converter at the output of the stream regulation device. The converter undertakes an analog-digital conversion at a conversion frequency. The stream regulation device includes a buffer memory of capacity K, where K is an integer and K≧1, in which the voltage signal for each received pulse is stored. Reading of the buffer memory is regulated at the conversion frequency. | 1. A device, comprising: a photoelectric detector and an electronic circuit associated with a pixel, the photoelectric detector to receive incident photons and to emit current pulses at output, wherein the electronic circuit includes an integrated circuit including a first condensator and a first resistor, placed in parallel between output and inverter input of an operational amplifier, the inverter input of the operational amplifier receives the current pulses, the integrator circuit emits voltage pulses at output, the electronic circuit includes a conversion device which receives at input output of the integrator circuit, and which emits at output a regulated digital signal at a conversion frequency, and the conversion device includes a stream regulation device, and an analog-digital converter at output of the stream regulation device, wherein the converter undertakes an analog-digital conversion at the conversion frequency, the stream regulation device includes a buffer memory consisting of K analog memory cells, where K is an integer and K≧1, in which voltage signal for each received pulse is stored, in a write phase, reading of the buffer memory being regulated at the conversion frequency and undertaken in an asynchronous manner relative to writing, and the stream regulation device includes an amplitude detector which receives the pulses at input, and which produces, for each pulse received, an analog signal, an amplitude of which is proportional to maximum amplitude of the respective pulse, the analog signal being supplied to the buffer memory.
3578 | Mobile wireless power system | A mobile wireless power system capable of transmitting power through the skin to energize an implanted medical device without percutaneous wires and without precise positioning includes an external mobile wireless power source and an implantable receiving assembly. The mobile wireless power source is wearable by the patient and includes an excitation coil and transmitting resonant coil which are inductively coupled to each other and are housed in a durable housing. The implantable receiving assembly includes a receiving resonant coil and a power pick-up coil which are also inductively coupled to each other. The transmitting and receiving resonant coils are constructed as to have closely matched or identical resonant frequencies so that the magnetic field produced by the transmitting resonant coil is able to cause the receiving resonant coil to resonate strongly. | 1. An apparatus for use in wireless energy transfer to power an implantable medical device, the apparatus comprising: a rechargeable power source configured to transmit electromagnetic energy, the power source comprising: a transmitting resonant coil; a radio frequency amplifier; a battery; and a first housing enclosing the transmitting resonant coil, the radio frequency amplifier, and the battery; and a receiving assembly configured to be magnetic resonance coupled to the power source, the receiving assembly comprising: a receiving resonant coil; a second housing and a cover, wherein the second housing and the cover each comprises a ceramic portion and a metallic ring, wherein the metallic rings are welded to each other; and an electrical feedthru providing an electrical connection from an interior of the second housing and cover to an exterior of the second housing and cover; wherein the second housing, the cover, and the electrical feedthru form a hermetic barrier enclosing the receiving resonant coil within the interior of the second housing and cover.
3579 | Extreme ultraviolet light generation system | An extreme ultraviolet light (EUV) generation system is configured to improve conversion efficiency of energy of a laser system to EUV energy by improving the efficiency of plasma generation. The EUV generation system includes a target generation unit configured to output a target toward a plasma generation region in a chamber. The laser system is configured to generate a first pre-pulse laser beam, a second pre-pulse laser beam, and a main pulse laser beam so that the target is irradiated with the first pre-pulse laser beam, the second pre-pulse laser beam, and the main pulse laser beam in this order. In addition, the EUV generation system includes a controller configured to control the laser system so that a fluence of the second pre-pulse laser beam is equal to or higher than 1 J/cm2and equal to or lower than a fluence of the main pulse laser beam. | 1. An extreme ultraviolet light generation system comprising: a chamber; a target generation unit configured to output a target toward a plasma generation region in the chamber; a laser system configured to generate a first pre-pulse laser beam, a second pre-pulse laser beam, and a main pulse laser beam so that the target is irradiated with the first pre-pulse laser beam, the second pre-pulse laser beam, and the main pulse laser beam in this order; and a controller configured to control the laser system so that a fluence of the second pre-pulse laser beam is equal to or higher than 1 J/cm2and equal to or lower than a fluence of the main pulse laser beam.
3580 | System and method for generating extreme ultraviolet light | A system includes a chamber, a laser beam apparatus configured to generate a laser beam to be introduced into the chamber, a laser controller for the laser beam apparatus to control at least a beam intensity and an output timing of the laser beam, and a target supply unit configured to supply a target material into the chamber, the target material being irradiated with the laser beam for generating extreme ultraviolet light. | 1. A system comprising: a laser beam apparatus configured to generate a laser beam; and a target supply unit configured to supply a target material to be irradiated with the laser beam for generating extreme ultraviolet light, wherein the laser beam apparatus is configured to: generate a first pre-pulse laser beam with which the target material is irradiated so as to make the target be diffused in a dome shape, generate a second pre-pulse laser beam with which the target material irradiated with the first pre-pulse laser beam is irradiated, and generate a main pulse laser beam with which the target material irradiated with the second pre-pulse laser beam is irradiated.
3581 | Portable handheld medical diagnostic device having a mezzanine circuit board with a universal connection interface | A portable handheld medical diagnostic device capable of communicating with an external device and a method thereof are disclosed. The device has a protective enclosure, a main circuit board provided in the protective enclosure and having a wireless connectivity component and a controller facilitating a physiologic measurement and communications of results of the physiological measurement to the external device. Also provided in the protective enclosure is a mezzanine circuit board having at least one of a plurality of additional feature modules and a universal connection interface programmed to both facilitate operation of the additional feature module and operate under the control of the controller as a control interface between the controller and the additional feature module. | 1. A portable handheld medical diagnostic device capable of communicating with an external device, said diagnostic device comprising: a protective enclosure; a power supply disposed within the protective enclosure: a main circuit board provided in the protective enclosure and having a wireless connectivity component and a controller, wherein the wireless connectivity component establishes a communication link between the main circuit board and the external device, the controller facilitates a physiologic measurement and communications of results of the physiological measurement to the external device, and the controller is configured to disable the wireless connectivity component automatically during the physiological measurement; a mezzanine circuit board provided in the protective enclosure and having at least one of a plurality of additional feature modules and a communications microcontroller, wherein the communications microcontroller is programmed to operate the at least one additional feature module and to operate under the control of the controller of the main circuit board, the controller controls operation of the at least one of additional feature modules via the communications microcontroller such that the communications microcontroller performs as a control interface between the controller and the at least one additional feature module; a board-to-board connector electrically connecting the mezzanine circuit board to the main circuit board, the board-to-board connector comprising a power circuit line and one or more fail-safe circuit lines; and a regulator disposed on the mezzanine circuit board and electrically connected to the power circuit line of the board-to-board connector and the power supply.
3582 | Garment for monitoring physiological functions and method of use thereof | A plurality of sensors are embedded in a form fitting garment similar to exercise togs such that the sensors are held in contact with or close proximity to the body. The sensors are connected via a plurality wires to an electronics module which is unintrusive being literally in its ultimate configuration the size of a credit card. A range of thickness, from 6 mm (6 credit cards) down to 1 mm or less, is possible for the module inclusive of a rechargeable lithium polymer battery. The electronics module can be easily removed for garment maintenance (laundering). | 1. A garment for monitoring a plurality of physiological functions, said garment comprising: a plurality of sensors for measuring the plurality of physiological functions, the plurality of sensors being embedded in the garment; and an electronics module, wherein the electronics module is substantially the size of a credit card in order to be held in a pocket formed in the garment, wherein the electronics module is detachably connected to the plurality of sensors by a plurality of wires, the plurality of wires being woven into the garment, wherein the electronics module is configured to select or deselect one of the plurality of sensors, wherein the garment is form fitting in order to hold the plurality of sensors in contact with or close proximity to a body of a person exercising, wherein the garment is washable upon the electronics module being detached from the plurality of wires and removed from the garment, and wherein the electronics module comprises: a thin polymer battery; a first thin, multilayer substrate placed on and electrically connected to the battery; a plurality of thinned integrated circuits placed on the first thin, multilayer substrate; a second thin, multilayer substrate placed on an opposite side of the battery from the first thin, multilayer substrate, the second thin, multilayer substrate including an antenna patterned thereon and a first inductive coil patterned thereon for inductively recharging the battery and reprogramming the electronics module.
3583 | Photoacoustic image generation apparatus and acoustic wave unit | Using a laser source unit, pulse laser beams having a plurality of wavelengths is switched and emitted. A Q switch is inserted into an optical resonator including a pair of mirrors which face each other with a laser rod interposed therebetween. A wavelength selection unit includes a plurality of band pass filters having different transmission wavelengths, and selectively inserts the plurality of band pass filters into a light path of the optical resonator. A trigger control circuit controls driving unit that drives the wavelength selection unit so that the band pass filters inserted into the light path of the optical resonator are switched at a predetermined switching speed. In addition, the trigger control circuit causes the laser rod to be irradiated with excitation light from a flash lamp, and then turns on the Q switch at a timing when the wavelength selection unit inserts the band pass filter. | 1. A photoacoustic image generation apparatus comprising: a laser source unit capable of emitting a plurality of pulse laser beams having different wavelengths respectively, the laser source unit including a laser rod, an excitation light source that irradiates the laser rod with excitation light, an optical resonator having a pair of mirrors facing each other with the laser rod interposed therebetween, a Q switch which is inserted into the optical resonator, a wavelength selection unit that includes a plurality of band pass filters having different transmission wavelengths and selectively inserts the plurality of band pass filters into a light path of the optical resonator, and a servo motor that drives the wavelength selection unit so that the band pass filters inserted into the light path of the optical resonator are sequentially switched in a predetermined order; and an acoustic wave unit that generates a photoacoustic image, the acoustic wave unit including a detection unit that detects a photoacoustic signal generated within an object when the object is irradiated with the pulse laser beams having the plurality of wavelengths, and generates pieces of photoacoustic data corresponding to the respective wavelengths, an intensity ratio extraction unit that extracts a magnitude relation between relative signal intensities of the pieces of photoacoustic data corresponding to the respective wavelengths, a photoacoustic image construction unit that generates a photoacoustic image on the basis of the extracted magnitude relation, and a trigger control circuit that causes the laser rod to be irradiated with excitation light from the excitation light source while controlling the servo motor, and after the irradiation with the excitation light, turns on the Q switch at a timing when the wavelength selection unit inserts the band pass filter, having a transmission wavelength corresponding to a wavelength of the pulse laser beam to be emitted, into the light path to emit the pulse laser beam, wherein the wavelength selection unit is constituted by a filter rotating body that switches the band pass filter selectively inserted into the light path of the optical resonator in association with rotation, and the servo motor rotationally drives the filter rotating body, the trigger control circuit sends a signal for controlling the servo motor so that the filter rotating body is continuously rotated in a predetermined direction at a predetermined rotation speed, the predetermined rotation speed is determined by the trigger control circuit on the basis of the number of wavelengths of the pulse laser beam to be emitted and the number of times of emission of the pulse laser beam per unit time, the trigger control circuit determines a timing at which irradiation with the excitation light is performed and a timing at which the Q switch is turned on based on filter rotational angle, wherein the filter rotational angle indicates a rotational angle of the filter rotating body obtained by the trigger control circuit and the filter rotational angle is varied in accordance with the rotation of the filter rotating body rotated at the predetermined rotation speed, when the filter rotational angle corresponds to a value representing a position, the trigger control circuit sends a signal to cause the laser rod to be irradiated with excitation light, and the value representing the position is obtained by the trigger control circuit by subtracting a value that corresponds to the amount of rotational displacement of the filter rotating body during a period of time required for the excitation of the laser rod from a value that corresponds to a position of the filter rotating body at which the band pass filter corresponding to a wavelength of the pulse laser beam to be emitted is inserted into the light path.
3584 | Battery pack attached to a cable | An article comprising: (i) a handheld device including (a) a housing, (b) a powered element within the housing; (ii) a battery pack, wherein the handheld device is connected by an external cable to a functional system, wherein the battery pack is attached to the external cable, and wherein the battery pack supplies power to the powered element. | 1. An article comprising: (i) a handheld device including: (a) a housing; (b) a powered element within the housing; (ii) a battery pack; (iii) an external cable having: (a) a first segment containing battery lead wires and an irrigation line; and (b) a second segment containing the irrigation line; wherein the handheld device is connected by the external cable to a functional system and the functional system is a console which houses an irrigation system; wherein the housing is connected to the battery pack by the first segment of the external cable; wherein the battery pack is attached to the functional system by the second segment of the external cable; and wherein the battery pack supplies power to the powered element.
3585 | Disposable protective covers and associated dispensing system for use on stethoscopes and other items | A protective cover used to cover the head of a stethoscope and other items that contact the human body. The protective cover is made from a substrate film. The substrate film has opposing curved edges and opposing flat edges. Tab material is applied to the substrate film proximate the opposing curved edges. A coating of tacky adhesive is applied to the bottom surface of the substrate film between the tab material and between the opposing flat edges. The protective covers can be interconnected as a continuous chain, whereby separate protective covers are torn away along perforations. The chain can be wound onto a roll. The roll is held in a box for storage and dispensing. A slot is formed in the box through which individual protective covers can be removed from the roll. | 1. A protective cover, comprising: a substrate film having a top surface and a bottom surface, two opposing flat edges and two opposing curved edges, wherein said two opposing flat edges are a first distance apart; tab material applied to said substrate film proximate said opposing curved edges, wherein said opposing curved edges are spaced apart by a distance generally equal to said first distance; a coating of tacky adhesive applied to said bottom surface of said substrate film between said tab material and between said opposing flat edges, wherein said coating of tacky adhesive does not cover said tab material.
3586 | Systems and methods for real-time winding analysis for knot detection | Embodiments of systems, methods, and computer-readable media for real-time winding analysis for knot detection are disclosed. For example, one embodiment of the present invention includes a method having the steps of receiving a first wrapping signal indicating a first wrapping of the simulated thread around a second tool to create a first loop. The method further includes determining a first wrapping direction based at least in part on the first wrapping signal; receiving a first tightening signal indicating a pulling of a first end of the simulated thread through the first loop; determining a first half-hitch based at least in part on the first winding direction and the first tightening signal; and outputting the first half-hitch. In another embodiment, a computer-readable media includes code for a carrying out such a method. | 1. A method, comprising: receiving, by a processor, a first wrapping signal from a sensor in communication with a tool, the tool comprising an actuator, the first wrapping signal indicating a first wrapping of a simulated thread around the tool to create a first loop; determining, by a processor, a wrap angle based at least in part on a plurality of normal vectors along a portion of the simulated thread, the plurality of normal vectors based at least in part on the wrapping signal; determining, by a processor, a first winding direction based at least in part on the wrap angle; receiving, by a processor, a first tightening signal indicating a pulling of a first end of the simulated thread through the first loop; determining, by a processor, a first half-hitch based at least in part on the first winding direction and the first tightening signal; and outputting, by a processor, the first half-hitch and an actuator signal configured to cause the actuator to output a haptic effect.
3587 | Devices and methods for reshaping cartilage structures | Described are methods of reshaping a cartilage structure. One such method comprises creating a virtual three dimensional image of the cartilage structure; manipulating the virtual three dimensional image of the cartilage structure so as to obtain a virtual three dimensional image of a desired final shape of the cartilage structure; creating a virtual prototype of a device to hold the cartilage structure in the desired final shape of the cartilage structure; manufacturing the device; lasing the cartilage structure; and fitting the manufactured device to the cartilage structure (e.g., ear). | 1. A method of shaping a subject'ss ear to a desired shape and/or position, the method comprising: analyzing the subject'ss ear to determine what the ear'ss desired shape and/or position is, providing an ear trellis that comprises an encasing structure for the ear that includes an inner portion that corresponds to a portion of the ear'ss desired shape, lasing the ear so as to stimulate chondrogenesis in the ear, encasing at least a portion of the lased ear within the encasing structure so that the lased ear is able to form into the desired shape and/or position, and maintaining the ear within the encasing structure thus to form the lased ear into the desired shape and/or position.
3588 | Automatic injection device | A method for treating a disorder using an automatic injection device is disclosed. The device includes a syringe movably disposed in a housing and including a barrel portion, a needle and a bung for sealing the barrel portion. The device includes a syringe actuation component for moving the syringe towards a first open end of the housing such that the needle projects from the first end, and for subsequently applying pressure to the bung. The syringe actuation component includes a pressurizer, a rod comprising a compressible portion projecting therefrom, and a flange between a second end of the rod and the compressible portion. The device also includes a biasing mechanism for biasing the syringe actuation component towards the first open end of the housing, the biasing mechanism disposed about the second end of the rod between the flange and a second end of the housing. | 1. A method for treating a disorder in which TNFα activity is detrimental in a subject, the method comprising: using adalimumab to treat the disorder by subcutaneous injection, the adalimumab contained in an automatic injection device with a housing having an open first end and a second end; biasing a syringe actuation component in the housing with a first biasing mechanism for first moving a syringe disposed in the housing towards the first end of the housing such that a hollow needle in fluid communication with a syringe barrel holding the adalimumab projects from the first end and for subsequently applying pressure to a bung sealing the syringe barrel to force the adalimumab through the hollow needle; wherein the syringe actuation component comprises a pressurizer, at a first end of the syringe actuation component, for selectively applying pressure to the bung, a rod comprising a compressible portion projecting from the rod along at least a portion of a length of the rod, the compressible portion having a first expanded position prior to entering the barrel portion of the syringe and a second compressed position for initiating movement of the bung and a flange between a second end of the syringe actuation component and the compressible portion; and wherein the first biasing mechanism is disposed between the flange of the syringe actuation component and the second end of the housing.
3589 | Interconnect devices, systems, and methods for bridging electronic devices | One aspect of the present disclosure can include an interconnect system for bridging electrical contacts. The system can include a first electrical contact, a second electrical contact, and an interconnect device that is coupled to and extends between the first and second electrical contacts. The interconnect device can include a flexible bridge and a non-linear conductive transmission line. The flexible bridge can have a length and an outer surface. The non-linear conductive transmission line can extend along, and encircle at least a portion of, the length of the bridge such that the non-linear conductive transmission line electrically connects the first electrical contact with the second electrical contact. | 1. An interconnect device comprising: a flexible bridge having a length and an outer surface and comprising a main body portion extending between oppositely disposed first and second ends, each of the first and second ends configured for connection to an electrical contact; and a non-linear conductive transmission line extending along, and encircling at least a portion of, the length of the bridge; wherein, upon the connection, the main body portion is configured to be freely suspended between the electrical contacts.
3590 | Adaptation of the common notebook, laptop computer, netbook and tablet computer to enable each to be used as an automated external defibrillator (AED) to treat victims of sudden cardiac arrest | A notebook, laptop computer or tablet having an automated external defibrillator (AED) capability, and methods of utilizing the notebook, laptop computer or tablet defibrillator to treat victims of sudden cardiac arrest. A notebook, laptop computer or tablet having the technology to enable each to be used as an automated external defibrillator (AED). Methods and apparatuses for implementing the common notebook, laptop computer, tablet, common cell phone and the common personal digital assistant (PDA) as an automated external defibrillator (AED). | 1. A portable computer system used to provide an energy shock to a person suffering from cardiac arrest, the portable computer system comprising: a tablet computer capable of running an operating system and multiple software programs, the tablet computer having software executing on the tablet computer and a first compartment and second compartment; a defibrillator element located within the tablet computer, wherein the defibrillator element is configured to provide energy shocks of approximately 120-200 joules; a defibrillator control, the defibrillator control being housed within the first compartment in the tablet computer; and at least two cables and at least two electrode pads being housed within the second compartment in the tablet computer and directly connected to the defibrillator element.
3591 | Methods and apparatus for providing a snapshot truthing system for a tracker | A method for detecting and correcting drift associated with operation of a hybrid tracking system is provided. The method obtains a data signal from a first tracker subsystem having a first tracker latency time; for a defined window of time, the method captures snapshot input data for a second tracker subsystem having a second tracker latency time which is longer than the first tracker latency time; and captures synchronized data from the data signal which corresponds to the defined window of time; wherein the defined window of time comprises a time duration shorter than the second tracker latency time, to capture the snapshot input data. The method further determines a level of drift associated with operation of the first tracker subsystem; and adjusts operation of the first tracker subsystem according to the determined level of drift. | 1. A method for detecting and correcting drift associated with operation of a hybrid tracking system, the method comprising: obtaining a data signal from a first tracker subsystem having a first tracker latency time; for a defined window of time, capturing snapshot input data for a second tracker subsystem having a second tracker latency time which is longer than the first tracker latency time; and capturing synchronized data from the data signal which corresponds to the defined window of time; wherein the defined window of time comprises a time duration shorter than the second tracker latency time, to capture the snapshot input data; calculating second tracker snapshot results from the captured snapshot input data for the second tracker subsystem; calculating first tracker snapshot results from the captured synchronized data from the first tracker subsystem; calculating an error between the first tracker snapshot results and the second tracker snapshot results, to determine a level of drift associated with operation of the first tracker subsystem; and adjusting operation of the first tracker subsystem according to the determined level of drift.
3592 | Bio-information sensor monitoring system and method | A bio-information monitoring system passively monitors a patient with a remote portable bio-information unit that takes various bio-information measurements at selected time intervals as well as at random times without patient intervention. The measurements are converted to digital signals which are transmitted from the bio-information unit to a modem when the bio-information unit is in proximity to the modem. The signals are stored in the modem and uploaded to a central monitoring network. Automatic alerts may be sent from the central monitoring network to a treatment provider. The treatment provider may also access the information through secured dedicated websites via the Internet. | 1. A bio-information modem for use with but independent from a continuous remote bio-information unit attached to a human subject, and for use with but independent from a bio-information network, the bio-information modem comprising: a radio frequency transceiver for communicating bi-directional radio frequency signals with the continuous remote bio-information unit when the continuous remote bio-information unit comes within range of the bio-information modem, wherein said radio frequency signals contain a plurality of data; a central processing unit in communication with said radio frequency transceiver, wherein said central processing unit processes said plurality of data to determine if at least one alert condition exists; and a bio-information modem chip set in communication with said central processing unit, wherein when said at least one alert condition exists, a non radio frequency communication link is established by said central processing unit through said bio-information modem chip set to the bio-information network, and further wherein said central processing unit communicates an alert over said non radio frequency communication link to the bio-information network independently from the continuous remote bio-information unit.
3593 | Wearable device and a method for storing credentials associated with an electronic device in said wearable device | The disclosure relates in general to a wearable device for serving as a personal id towards electronic devices. In particular the disclosure provides a wearable device for storing credential data or password from an electronic device, which device is configured for serving as personal id towards an electronic device, such as a mobile phone or other smart devices. | 1. A wearable device for temporarily storing credential data associated with at least one electronic device comprising: a detector unit configured for detecting the presence of a human body; a radio communication interface configured to communicate with the at least one electronic device; a data storage configured to store the credential data; a processing circuitry configured: to broadcast a signal, indicating an ability to temporarily store credential data, when said detector unit detects the presence of a human body; to receive, using the radio communication interface, the credential data from said electronic device; to store, in the data storage, the received credential data in the data storage as long as said detector unit detects the presence of a human body, and to transmit the credential data to the electronic device, when a request for credentials is received.
3594 | Apparatus for use in a fall detector or fall detection system, and a method of operating the same | There is provided a method of operating a fall detector, the method comprising, on detecting a fall event by a user of the fall detector, measuring at least one physiological characteristic of the user; and using the measurement of the at least one physiological characteristic to determine whether to expedite an alert that the user has fallen. An apparatus comprising a processor that is configured to perform the method described above is also provided. | 1. A method of operating a fall detector, the method comprising: on detecting a fall event by a user of the fall detector, measuring at least one physiological characteristic of the user; using the measurement of the at least one physiological characteristic to determine whether to expedite an alert that the user has fallen by: determining if the measurement of the at least one physiological characteristic deviates from a normal value for the at least one physiological characteristic; and automatically expediting, by a processor, an alert that the user has fallen by triggering an alert before an expiry of a revocation period if the at least one physiological characteristic deviates from a normal value for the at least one physiological characteristic.
3595 | Wireless sensor reader | A wireless sensor reader is provided to interface with a wireless sensor. The wireless sensor reader transmits an excitation pulse to cause the wireless sensor to generate a ring signal. The wireless sensor reader receives and amplifies the ring signal and sends the signal to a phase-locked loop. A voltage-controlled oscillator in the phase-locked loop locks onto the ring signal frequency and generates a count signal at a frequency related to the ring signal frequency. The voltage-controlled oscillator is placed into a hold mode where the control voltage is maintained constant to allow the count signal frequency to be determined. The reader uses an ambient reading or other information to select a subset of the possible ring signal frequencies, and tunes or adjusts its circuits and algorithms to focus on that subset. | 1. A method of obtaining a measurement from a remote location, the method comprising: transmitting a plurality of excitation pulses each at a predetermined frequency to a wireless sensor; receiving a signal from said wireless sensor at a reader in response to said plurality of excitation pulses; sampling and holding said received signal; ascertaining the frequency of said received signal; wherein said wireless sensor is configured to change its resonant frequency in proportion to at least one sensed parameter; and wherein said reader is configured to define a band of resonant frequency values, to optimize itself for operation based on said band wherein said reader is in communication with an ambient pressure sensor configured to at least partially define the band of resonant frequency values.
3596 | Computing technologies for diagnosis and therapy of language-related disorders | The present disclosure relates to computing technologies for diagnosis and therapy of language-related disorders. Such technologies enable computer-generated diagnosis and computer-generated therapy delivered over a network to at least one computing device. The diagnosis and therapy are customized for each patient through a comprehensive analysis of the patient's production and reception errors, as obtained from the patient over the network, together with a set of correct responses at each phase of evaluation and therapy. | 1. A method comprising: diagnosing a language-related disorder automatically via: obtaining, by a first computer, a first set of criteria, wherein the first set of criteria is based at least in part on a first automated analysis of a patient data structure against a master data structure, wherein the patient data structure comprises a set of actual patient task responses, wherein the master data structure comprises a set of cell generation data and a set of predicted patient task responses for a plurality of patients; storing, by the first computer, a first cell result in the patient data structure, wherein the first cell result is received from a second computer, wherein the second computer is at least one of implantable or wearable, wherein the second computer comprises a vibrator configured to vibrate such that a first sound is conducted along a jaw bone of a patient to an inner ear of the patient, wherein the patient is associated with the patient data structure, wherein the first cell result is based at least in part on the first computer selecting a first diagnostic shell based at least in part on the first set of criteria, generating a first diagnostic cell dynamically based at least in part on the first diagnostic shell, the set of actual patient task responses, and the set of cell generation data, and communicating the first diagnostic cell to the second computer such that the second computer is able to output the first diagnostic cell via the vibrator vibrating such that the first sound is conducted along the jaw bone to the inner ear, wherein the first sound comprises the first diagnostic cell, wherein the first diagnostic cell comprises a first diagnostic cell content which is created dynamically by the first computer based at least in part on an incorrect actual patient task response sourced from the set of actual patient task responses; obtaining, by the first computer, a second set of criteria, wherein the second set of criteria is based at least in part on a second automated analysis of the patient data structure, including the first cell result, against the master data structure; determining, by the first computer, based at least in part on the second set of criteria at least one of whether to generate a second diagnostic cell dynamically based at least in part on the first diagnostic shell such that the second computer is able to output the second diagnostic cell via the vibrator vibrating such that a second sound is conducted along the jaw bone to the inner ear, the set of actual patient task responses, and the set of cell generation data, whether to select a second diagnostic shell, or whether to provide a diagnosis of the language-related disorder to the second computer, wherein the first diagnostic shell and the second diagnostic shell are different in task type, wherein the second sound comprises the second diagnostic cell, wherein the second diagnostic cell comprises a second diagnostic cell content which is created dynamically by the first computer without relying on a second predetermined cell content.
3597 | Performance monitoring systems and methods | Systems and methods for electronically creating and modifying a fitness plan are disclosed. The method may include receiving an input of a workout parameter, generating workout plan data based on the workout parameter, displaying the workout plan data to suggest a workout activity, collecting performance data, and generating second workout plan data. | 1. A method of electronically creating and modifying a fitness plan, the method comprising: receiving electronic goal data related to a goal for a fitness activity; generating first workout parameters based on the received electronic goal data; displaying the first workout parameters on a display screen of a portable electronic device, the portable electronic device including a microprocessor, a user input, a satellite positioning system receiver, an accelerometer, and a wireless communication transceiver; collecting first electronic performance data related to a first fitness activity workout on the portable electronic device, the first fitness activity workout being based on the first workout parameters; generating second workout parameters based on the first workout parameters and the first electronic performance data; and displaying the second workout parameters on the display screen.
3598 | Device for simulating the operation of a medication delivery device | A simulation device for simulating the operation of a medication delivery device comprises a housing ( 1 ) and a moveable element ( 4 ) partly disposed in the housing ( 1 ). The moveable element is moveable from a first position to a second position. | 1. Simulation device for simulating the operation of a medication delivery device comprising a housing, wherein the housing is formed as a card having at least two layers, and a moveable element partly disposed in the housing, the moveable element being moveable from a first position to a second position, a sliding element at least partly disposed in the housing having a distal end and a proximal end, and a display element configured to display status information and/or instruction information which changes when the sliding element and/or a wheel and/or the moveable element move, wherein the status information and/or instruction information comprises a number of simulated doses remaining or an amount of simulated medicament remaining in the simulation device, and wherein the moveable element is coupled to the sliding element such that the sliding element is moved in a direction to the distal end in response to moving the moveable element from the first position to the second position.
3599 | Power supply switching circuit and artificial heart system | A power source switching circuit for selectively connecting first and second power sources, at least one of which is a battery power source, to a load includes first and second power source connection parts for connection to the first and second power sources, a load connection part for connection to the load, first and second switch parts between each power source connection part and the load connection part, and a switching control part configured to perform a switch control of each switch part. Each switch part includes a plurality of FETs serially connected in the same direction such that a cathode side of a body diode is arranged on a load connection part side. The number of FETs is such that a sum of forward drop voltages of the body diodes exceeds the difference between a full charge voltage and a discharge voltage of the battery power source. | 1. A power source switching circuit for selectively connecting a first power source and a second power source where at least one of the first and second power sources is a battery power source to a load by switching the first power source and the second power source, the power source switching circuit comprising: a first power source connection part configured to enable the connection of the first power source thereto; a second power source connection part configured to enable the connection of the second power source thereto; a load connection part configured to enable the connection of the load thereto; a first switch part provided between the first power source connection part and the load connection part; a second switch part provided between the second power source connection part and the load connection part; and a switching control part configured to perform a switch control of the first switch part and the second switch part, wherein each one of the first switch part and the second switch part includes a plurality of field effect transistors which are serially connected in the same direction such that a cathode side of a body diode of each field effect transistor is arranged on a load connection part side, and are subjected to the switch control performed by the switching control part, and the number of plurality of field effect transistors is the number determined such that a sum of forward drop voltages of the plurality of serially connected body diodes exceeds the difference between a full charge voltage and a discharge voltage of the battery power source.
3600 | Simple video communication platform | A system offering simplified bi-directional video communication between a user and a device of a pre-configured one or more persons of interest includes a touch display with a pictorial representation of each of the one or more persons of interest. The touch display is configured to establish the bi-directional video communication with a selected one of said persons of interest in response to a single touch of the pictorial representation of the selected one of the persons of interest. In one implementation, the system includes a monitoring device positioned to monitor one or more biometric parameters of the user, and saving the biometric data on a server for processing. | 1. A system offering one-touch bi-directional video communication between a user of a device and a pre-configured one or more persons of interest, said system comprising: a touch display with a fixed pictorial representation of each of the one or more persons of interest; a monitoring device positioned to monitor one or more biometric parameters of the user, said monitoring device in communication with said touch display, wherein said touch display transmits said biometric parameters to a database for processing by one or more of said persons of interest; wherein said touch display is configured to establish said bi-directional video communication with a selected one of said persons of interest in response to a single touch of the fixed pictorial representation of said selected one of said persons of interest.
3601 | Handling concurrent speech | A system having one or more processors and a memory receives both speech data from first and second participants of a session. The system outputs the speech of the first participant. The system outputs the speech of the second participant concurrent with the speech of the first participant when the length of time of the speech data of the first participant is more than a predetermined threshold amount. The system outputs the speech data of the second participant in accordance with an adjustment of the speech of one or more participants of the session that includes delaying output of the speech data of the second participant until after the speech data of the first participant has been outputted when the length of time of the speech data of the first participant is less than the predetermined threshold amount. | 1. A method comprising: at a system comprising one or more processors and a memory storing one or more programs for execution by the one or more processors: receiving speech data from a first participant of a session; receiving speech data from a second participant of the session; and determining whether the speech data from the second participant temporally overlaps the speech data from the first participant, wherein when the speech data from the second participant does not temporally overlap the speech data from the first participant, the speech data of the first participant is outputted and then the speech data of the second participant is outputted, when the speech data from the second participant temporally overlaps the speech data from the first participant, a length of time of the speech data of the first participant is determined, wherein when the length of time is less than a first predetermined threshold amount, the speech data of the first participant is outputted and then the speech data of the second participant is outputted in accordance with an adjustment of the speech of one or more participants of the session that includes delaying output of the speech data of the second participant until after the speech data of the first participant has been outputted; and when the length of time is more than the first predetermined threshold amount, the speech data of the first participant and the speech data of the second participant is concurrently outputted.
3602 | Methods and systems for providing multiple access within a network | Methods and systems for media access control allow master and slave nodes of a network to communicate using the same carrier while avoiding collisions of transmissions. At least one slave node is an implantable device. Master nodes initiate all data exchange sequences, and slave nodes are responsive to the data exchange sequences. The exchange sequences begin by master nodes contending for use of the carrier through a countdown procedure. A set order of communications occurs between a master node who won the contention and a slave node being communicated with by the master node to transfer a data frame. Contention is then repeated to determine the next master node that is allowed to transfer a data frame. New master nodes entering the network employ a discovery process to poll for existing devices in the network. | 1. A method of communicating between a first master node and a first slave node, wherein contention for a carrier of a network medium occurs between a plurality of master nodes, comprising: determining at the first master node, whether to send or receive data; at the first master node, gaining use of the carrier; and sending, from the first master node, a request to send message when the first master node determines to send data to the first slave node, and a request for request to send message when the first master node determines to receive data from the first slave node, wherein the request for request to send message requests another node to send data, and wherein a sent message includes an access code; at the first slave node, receiving the request for request to send message having an access code, and determining whether the access code of the request for request to send message corresponds to the first slave node; after determining that the access code of the request for request to send message does correspond to the first slave node, sending a request to send message from the first slave node; at the first master node, upon receiving the request to send message, sending a clear to send message from the first master node; at the first slave node, upon receiving the clear to send message, sending a data send message from the first slave node, wherein the data send message contains data for use by the first master node; at the first master node, after receiving the data send message, sending an acknowledge message; and at the first slave node, receiving the acknowledge message; wherein the first slave node is an implantable device.
3603 | Mounting system that maintains stability of optics as temperature changes | An optical system comprises a detector to determine one or more intensities of light impinging on one or more locations of the detector and an optical element to redirect light towards the detector along a detection axis. The detector and optical element are coupled together by three or more substantially flat flexures respectively defining three or more flexure planes parallel to the detection axis. | 1. A scanner comprising: a light source to generate light; a microlens array to split the light into an array of light beams; a base; a detector, mounted to the base, comprising an array of sensors, wherein each sensor of the array of sensors determines an intensity of light impinging on the sensor; and a beam splitter to transmit the array of light beams towards a target and redirect a reflected array of light beams from the target towards the detector along a detection axis in a first direction, wherein the beam splitter is coupled to the base by three or more flexures, and wherein thermal expansion or contraction of the beam splitter with respect to at least one of the detector or the base bends each flexure of the three or more flexures in a second direction radiating from the detection axis without bending the flexure in a third direction perpendicular to the first direction and the second direction, wherein the three or more flexures maintain an alignment of the microlens array to the detector to a sub-micron level of accuracy.
3604 | Indicator and analytics for sensor insertion in a continuous analyte monitoring system and related methods | The present embodiments provide systems and methods for, among others, tracking sensor insertion locations in a continuous analyte monitoring system. Data gathered from sensor sessions can be used in different ways, such as providing a user with a suggested rotation of insertion locations, correlating data from a given sensor session with sensor accuracy and/or sensor session length, and providing a user with a suggested next insertion location based upon past sensor accuracy and/or sensor session length at that location. | 1. A method for continuous analyte monitoring including a continuous analyte monitoring system having a sensor, the method comprising: initiating a sensor session with a transmitter and a device having a display; displaying, using an input module, a diagram of a body on the display; receiving as an input, via the diagram, a location on the body where the sensor was inserted into skin of a host; storing the location; and correlating data from the sensor for the sensor session with the location.
3605 | X-ray image processing apparatus, X-ray diagnostic apparatus, and X-ray image processing method | An X-ray image processing apparatus according to an embodiment includes a specifying unit and a decision unit. The specifying unit processes a first X-ray image based on an output signal from an X-ray detector influenced by the action of an electromagnetic field, and specifies noise characteristics unique to noise components which are contained in the first X-ray image and originate from the action of the electromagnetic field on the X-ray detector. The decision unit decides filter characteristics for reducing the noise components which are contained in the first X-ray image and originate from the action of the electromagnetic field on the X-ray detector based on the specified noise characteristics. | 1. An X-ray image processing apparatus comprising: processor circuitry: configured to perform frequency analysis on a first X-ray image based on an output signal from an X-ray detector influenced by an action of an electromagnetic field and specify, as a noise characteristic, a specific frequency axis and a specific frequency range where noise components originating from the action of the electromagnetic field on the X-ray detector and contained in the first X-ray image exist; and configured to decide a filter characteristic for reducing the noise components contained in the first X-ray image based on the noise characteristic in the first X-ray image; and a filter configured to perform filter processing for at least one of the first X-ray image and a second X-ray image generated after the first X-ray image, based on the filter characteristic, wherein the processor circuitry is further configured to generate from the first X-ray image a two-dimensional data in a two-dimensional frequency space constituted by a horizontal frequency axis and a vertical frequency axis, specify the specific frequency axis based on a pixel value change in a first range on the horizontal frequency axis and a pixel value change in a second range on the vertical frequency axis, and specify the specific frequency range by performing threshold processing for a pixel value change along the specific frequency axis.
3606 | Optimizing data retrieval from an active implantable medical device | An external data retrieval apparatus includes a transceiver, and a processing system coupled to the transceiver. The processing system obtains a plurality of measures over a period of time. The measures relate to a quality of a communications channel between the data retrieval apparatus and an active implantable medical device. The processing system determines a trend in the plurality of measures over the period of time, and then determines a preferred time during which to retrieve data based on the trend. | 1. A method of power transmission control by an active implantable medical device, the method comprising: establishing a communications link with an external data retrieval apparatus during a portion of a period of time, wherein the portion corresponds to a time during which a measure of quality of a signal transmitted by the active implantable medical device and received by the external apparatus has previously satisfied a criterion value; transmitting data to the external data retrieval apparatus during the portion of the period of time; and controlling a signal transmission power level of the implantable medical device during the portion of the period of time by: receiving a current measure of quality of a signal transmitted by the active implantable medical device, the current measure received from the external data retrieval apparatus; comparing the current measure to the criterion value; and adjusting the signal transmission power level until the current measure is at or near the criterion value.
3607 | External cardiac defibrillator system for household use | External cardiac defibrillators that include automatic or semi-automatic self-contained defibrillators to be used by non-health professionals (physicians, nurses and other specifically trained persons). A power subassembly in an automatic or semi-automatic cardiac defibrillator system which, associated with a computer device, is capable of diagnosing a patient's condition by performing a simplified electrocardiogram, transmitting the data to the electronic device and supplying, controlled by this device, electric shocks to the patient, and also providing or contributing to further ancillary defibrillation functions. | 1. A cardiac defibrillator system, comprising: a plurality of electrodes to be positioned on a body of a patient and to detect signals which establish a diagnosis of an appropriateness of supplying an electric shock, and which supply electric shocks; a power subassembly having a self-contained, rechargeable, electrical power supply, and a power circuit to generate and supply electric shocks to the patient, a geo-location device, and a device to connect to said plurality of electrodes; a computing device having a processor, at least one memory unit, and a first communication device to be used by a first party, a second communication device to be used by a remote user or server; and a device to exchange data between the power subassembly and the computing device, wherein: said power subassembly is separable from said computing device and said plurality of electrodes, and said processor of the computing device is programmable to analyze diagnostic signals, electrocardiogram, record and transmit, after conversion and/or reprocessing, by the power subassembly, and to control the supply of electric shocks to the patient by the power subassembly, and also programmable to compare geo-location data from the geo-location device to those contained in a database.
3608 | Highly precise and low level signal-generating drivers, systems, and methods of use | Apparatus and method for providing and using a highly precise and low level driver. In one described embodiment, a driver for a magnetic field generating device is provided, the driver including a first digital to analog converter and a second digital to analog converter; a differential amplifier configured to receive a first signal from the first digital to analog converter and receive a second signal from the second digital to analog converter and output a third signal; and an attenuator to configured to receive the third signal from the differential amplifier. | 1. A method of operating a driver for a magnetic field generating device configured to provide treatment to a subject, the method comprising: receiving at least one calibration factor; receiving signals from a first digital to analog converter and a second digital to analog converter; calibrating the driver using the signals and the at least one calibration factor, the driver comprising a hardware driver, the driver comprising the first digital to analog converter and the second digital to analog converter; receiving a new AC calibration level; and further calibrating the driver using the new AC calibration level.
3609 | Test system and method for determining thermal effects of tissue ablation on an ex vivo tissue | A test system and method for determining thermal effects of tissue ablation on an ex vivo tissue includes a power generator, a grounding patch, and a material block configured to emulate an electrical property of a patient. The power generator electrically connects to an electrode to generate an electrical current in the electrode. The grounding patch electrically connects to the power generator, and the material block electrically connects to the grounding patch. Furthermore, the material block includes an ex vivo tissue patch configured to emulate an in vivo tissue of the patient. As such, selectively engaging the electrode to the ex vivo tissue patch electrically connects the electrode to the grounding patch through the material block for electrocauterizing the ex vivo tissue patch. | 1. A test system for determining thermal effects of tissue ablation on an ex vivo tissue patch, comprises; a power generator electrically connected to an electrode, said power generator configured to generate an electrical current in the electrode; a grounding patch electrically connected to said power generator; a material block electrically connected to the grounding patch and configured to emulate an electrical property of a patient, said material block including said ex vivo tissue patch configured to emulate an in vivo tissue of the patient, wherein selectively engaging said electrode to said ex vivo tissue patch electrically connects said electrode to said grounding patch through said material block for electrocauterizing said ex vivo tissue patch.
3610 | Three dimensional electronic patch | A three-dimensional electronic patch includes a flat flexible circuit substrate that includes an elastic layer including a first portion and a second portion. The second portion includes at least side connected to the elastic layer and one or more sides defined by one or more cuts in the elastic layer. The three-dimensional electronic patch further includes a first sensor on the first portion of the elastic layer, a first conductive sensing pad under the first portion of the elastic layer and in electrical connection with the first sensor, and a conductive layer under the second portion of the elastic layer and in electrical connection with the first sensor. The second portion is folded to position the conductive layer away from the first portion. | 1. A three-dimensional electronic patch, comprising: a flat flexible circuit substrate, comprising: an elastic layer including a first portion and a second portion, wherein the second portion includes at least one side connected to the first portion of the elastic layer and one or more sides defined by one or more cuts in the elastic layer; a first sensor on the first portion of the elastic layer; a first conductive sensing pad under the first portion of the elastic layer and in electrical connection with the first sensor; and a conductive layer under the second portion of the elastic layer and in electrical connection with the first sensor, wherein the second portion is folded to position the conductive layer away from the first portion.
3611 | 911 services and vital sign measurement utilizing mobile phone sensors and applications | Improved methods for utilizing 911 services, for implementing 911 dispatch protocols, and for measuring vital signs of a human, all by accessing mobile phone sensors and applications, are disclosed. Vital signs such as heart rate, breathing rate, breathing distress, and blood pressure can be measured using mobile phone sensors and applications. A method for differential estimation of blood pressure involves the synchronization of time between two mobile phones, locating an appropriate position for one cell phone and recording heart sounds, and recording video data from the finger tip of the subject using the other mobile phone. | 1. A method for transmitting heart rate information of a subject to an emergency dispatcher, comprising: placing a Voice over IP (&quot;VOIP&quot;) call to an emergency dispatcher using a mobile phone, wherein the mobile phone comprises an embedded camera with a lens, a flash, a WiFi receiver, a WiFi transmitter, VOIP software, wherein the VOIP software comprises modified signaling protocols which facilitate transmission of heart rate information in real-time, and an application for estimating heart rate information using the camera and flash, and wherein all subsequent steps are performed during the VOIP call; activating the application for estimating heart rate information; placing the finger tip of the subject on the lens of the camera; activating the flash of the camera to permit the application to capture a video containing information about the heart rate of the subject relating to variations in reflective index of light directed at the finger tip of the subject; using the application to analyze the video and estimate heart rate information of the subject, wherein the application utilizes Photo Plethysmography (&quot;PPG&quot;), wherein a low reflective index is represents a systolic phase and a high reflective index represents a diastolic phase, and wherein the step of using the application to analyze the video and estimate heart rate information of the subject comprises the steps of: dividing frames of the video into multiple regions, splitting pixels of a region of the frames into red, blue, and green components; mapping intensity of the red component of the region over an interval of time Wt to determine a number of peaks n; and estimating heart rate information of the subject using an equation; and using the modified signaling protocols of the mobile phone to transmit the heart rate information of the subject to the emergency dispatcher via an Internet-based network in real-time during the VOIP call.
3612 | Article and method for muting a voice amplifier | This specification discloses an improved voice transmission system for a protective mask. The voice transmission system comprises a speaker assembly and a radio transmitter assembly. The speaker assembly comprises speaker components comprised of a first microphone, an amplifier, a batter and a speaker. The radio transmitter assembly comprises radio transmitter assembly components comprised of a radio transmitter microphone selected from the group consisting of the first microphone of the speaker assembly or an optional second microphone, a radio transmitter switch and a radio transmitter. The improvement comprises a radio transmitter communication connection from the radio transmitter switch to at least one device selected from the speaker assembly components which prevents the speaker assembly from emitting a sound from the speaker when the radio transmitter switch allows the radio transmitter to transmit an electronic signal converted from a signal originating from the radio transmitter microphone. | 1. An improved voice transmission system for a protective mask comprising a speaker assembly and a radio transmitter assembly, wherein the speaker assembly comprises speaker assembly components comprised of a first microphone, an amplifier, a power source and a speaker with the first microphone, amplifier, power source and speaker configured so that the amplifier amplifies a signal originating from the first microphone to an amplified signal and the speaker converts the amplified signal to a sound; wherein the radio transmitter assembly comprises radio transmitter assembly components comprised of a radio transmitter microphone selected from the group consisting of the first microphone of the speaker assembly or an optional second microphone, a radio transmitter switch located outside the protective mask and a radio transmitter, wherein the radio transmitter microphone, radio transmitter and radio transmitter switch are configured so that the radio transmitter switch is capable of allowing or preventing the radio transmitter from transmitting an electronic signal converted from a signal originating from the radio transmitter microphone, wherein the improvement comprises: a radio transmitter switch communication connection from the radio transmitter switch to at least one device selected from the speaker assembly components which prevents the speaker assembly from emitting the sound from the speaker when the radio transmitter switch allows the radio transmitter to transmit the electronic signal converted from the signal originating from the radio transmitter microphone.
3613 | Depositing bulk or micro-scale electrodes | Thicker electrodes are provided on microelectronic device using thermo-compression bonding. A thin-film electrical conducting layer forms electrical conduits and bulk depositing provides an electrode layer on the thin-film electrical conducting layer. An insulating polymer layer encapsulates the electrically thin-film electrical conducting layer and the electrode layer. Some of the insulating layer is removed to expose the electrode layer. | 1. A method of fabricating a microelectrode device, consisting of the steps of: providing a device body having providing a device body having an underlying electrically insulating layer by depositing an electrically insulating polymer layer on a substrate, providing an electrical conductive thin-film layer on said underlying electrically insulating layer by depositing an electrical conductive thin-film layer on said underlying electrically insulating layer, wherein said electrical conductive thin-film layer includes an electrode region, a bond pad region, and an electrical conduit between said electrode region and said bond pad region, providing at least one electrode embedded in said device body, wherein said step of providing at least one electrode embedded in said device body includes bulk depositing an electrode material on said electrical conducting thin-film layer in said electrode region, thermocompressively bonding said bulk deposited electrode material to said electrical conductive thin-film layer, depositing an encapsulating electrically insulating layer on said electrical conductive thin-film layer and said bulk deposited electrode material, removing said encapsulating electrically insulating layer covering said bulk deposited electrode material, and releasing said device body from said substrate.
3614 | Wireless sensor device | A wireless sensor device capable of constant operation without replacement of batteries. The wireless sensor device is equipped with a rechargeable battery and the battery is recharged wirelessly. Radio waves received at an antenna circuit are converted into electrical energy and stored in the battery. A sensor circuit operates with the electrical energy stored in the battery, and acquires information. Then, a signal containing the information acquired is converted into radio waves at the antenna circuit, whereby the information can be read out wirelessly. | 1. A sensor device comprising: a substrate comprising an antistatic film; a circuit comprising a plurality of semiconductor elements over the substrate; an antenna electrically connected to the circuit over the substrate; a sensor provided over the substrate and electrically connected to the circuit; and a flexible secondary battery over the substrate and electrically connected to the circuit and the antenna, wherein the sensor device is configured to be implanted in a living body.
3615 | Temperature measurement system | A method of determining a temperature of a patient includes measuring a first temperature of the patient with a temperature device, and measuring a second temperature of the patient. The method also includes determining a temperature value indicative of a core temperature of the patient based on at least one of the first and second temperatures. | 1. A method of manufacturing a temperature measurement device, comprising: providing a first sensing element configured to determine a temperature of a first anatomical structure of a patient without contacting the first anatomical structure; providing a second sensing element configured to determine a temperature of a second anatomical structure of the patient without contacting the second anatomical structure, wherein the second anatomical structure is different from the first anatomical structure; associating a controller with at least one of; the first sensing element and the second sensing element; connecting an imaging device to the controller; and programming the controller to: capture, using the imaging device, a non-thermal image of the patient including the first and second anatomical structures, identify, using the non-thermal image, a location of the first anatomical structure and a location of the second anatomical structure; measure a temperature of the first anatomical structure by focusing a field of view of the first sensing element on the location of the first anatomical structure; measure a temperature of the second anatomical structure by focusing a field of view of the second sensing element on the location of the second anatomical structure, and determine a temperature of the patient based on the temperatures of at least one of the first and second anatomical structures.
3616 | Portable smart stethoscope formed of smart mobile device and casing assembly | A smart portable stethoscope is formed of a smart mobile device and a casing assembly for the mobile device. The casing assembly comprises a casing member, a diaphragm holder member configured to securely and effectively retain a diaphragm, and a vibrator-transducer member. The casing member includes a diaphragm connector part configured to securely fasten the diaphragm holder member to the casing member. The vibrator-transducer member is configured to be securely fastened to diaphragm holder member or casing member in such a manner that its vibrator is disposed to interconnect with the diaphragm and effectively duplicate vibrations captured by the diaphragm so as to deliver medical-grade auscultation electronic signal based on the duplicated vibrations to the mobile device through an electronic transmission channel coupling an audio interface of the mobile device and a signal-transmitting component of the vibrator-transducer member. | 1. A smart portable stethoscope comprising: a smart mobile device of a portable size having: an audio interface configured to receive an electronic audio signal through an electronic transmission channel; and a processor configured to execute a software application programmed and configured to receive the electronic audio signal as an input through the audio interface via the electronic transmission channel; and a casing assembly housing the smart mobile device, said casing assembly having: a diaphragm holder member configured to securely retain a diaphragm in such a manner that enables the diaphragm to vibrate effectively to capture vibrations from a neighboring source of auscultation data; a casing member configured to form a housing adapted to house the smart mobile device, said casing member having: a back, the back configured to support one frame of the smart mobile device when the smart mobile device is received in the housing; and a diaphragm connector part attached to the back and configured to securely fasten to the diaphragm holder member in such a manner that the diaphragm holder member, the diaphragm connector part and the back form one tightly integrated physical structure within which the diaphragm holder member, the diaphragm connector part and the back are substantially non-movable with respect to one another; and a vibrator-transducer member having a vibrator, a transducer, and a signal-transmitting component, the vibrator-transducer member configured to be fastened to at least one of the diaphragm holder member and the casing member such that the vibrator is disposed to be interconnected with the diaphragm through one or more channels so as to effectively capture vibrations performed by the diaphragm, the transducer configured to convert the vibrator-captured vibrations to the electronic audio signal, the signal-transmitting component configured to be electronically coupled to the audio interface through the electronic transmission channel in such a manner that the electronic audio signal is delivered to the audio interface via the electronic transmission channel.
3617 | Control for optically aligning an X-ray tube and X-ray detector | An X-ray imaging system includes an X-ray tube ( 6 ), a ceiling suspension ( 2 ) for the X-ray tube, a detector trolley ( 12 ) with an X-ray detector ( 10 ) mounted thereon, an active sensor matrix ( 24 ), an optical indication unit ( 20 ) and a control unit ( 26 ). The active sensor matrix ( 24 ) is fixedly mounted on the ceiling suspension ( 2 ), the optical indication unit ( 20 ) is fixedly mounted to the detector trolley ( 12 ) and is adapted for emitting an optical indication ( 22 ) onto the active sensor matrix ( 24 ). The control unit ( 26 ) is connected to the active sensor matrix ( 24 ) and is adapted for acquiring the position of the optical indication ( 22 ) on the active sensor matrix ( 24 ) and to create control signals for aligning the detector trolley position and the ceiling suspension position relative to each other. | 1. An X-ray imaging system, comprising an X-ray tube a ceiling suspension for the X-ray tube, a detector trolley with an X-ray detector mounted thereon, an active sensor matrix, an optical indication unit and a control unit, wherein the active sensor matrix is fixedly mounted on the ceiling suspension, wherein the optical indication unit is fixedly mounted to the detector trolley and is adapted for emitting an optical indication onto the active sensor matrix, wherein the control unit is connected to the active sensor matrix and is adapted for acquiring the position of the optical indication on the active sensor matrix, for comparing the acquired position with a predetermined position, and for creating control signals for controlling at least one of the ceiling suspension and the detector trolley to adjust the position of the optical indication to the predetermined position.
3618 | Deep brain stimulation lead | The present disclosure discusses a system and methods for a deep brain stimulation lead. More particularly, the disclosure discusses a stimulation lead that includes one or more silicon based barrier layers within a MEMS film. The silicon based barrier layers can improve device reliability and durability. The silicon based barrier layers can also improve adhesion between the layers of the MEMS film. | 1. A neurological lead, comprising: a planar formed, cylindrical film comprising a distal end, a proximal end, and a plurality of electrodes, the planar formed, cylindrical film further comprising: a ribbon cable extending from the distal end of the planar formed, cylindrical film into a lumen defined by the planar formed, cylindrical film; a first polymeric layer; a first silicon based barrier layer at least partially disposed over the first polymeric layer; a first metal layer at least partially disposed over the first silicon based barrier layer; a second silicon based barrier layer at least partially disposed over the first metal layer and the first silicon based barrier layer, the second silicon based barrier layer defining a first plurality of through-holes; a second polymeric layer at least partially disposed over the second silicon based barrier layer and defining a second plurality of through-holes, the first plurality of through-holes substantially aligned with the second plurality of through-holes to define each of the plurality of electrodes; and a second metal layer disposed on the first metal layer; and a tube coupled with the proximal end of the planar formed, cylindrical film, the tube comprising one or more orientation marks.
3619 | System and method for neural hearing stimulation | An auditory prosthesis device for neural stimulation of a patient's hearing having an audio signal input device; a sound processor for generating a neural stimulation signal; and an implantable stimulation assembly having plural stimulation channels for stimulation of the patient's hearing, the sound processor having a filter bank for dividing the input audio signal into plural analysis channels, each containing a frequency domain signal representative of a portion of the audio signal, a signal level determiner for each analysis channel for analyzing the respective frequency domain signal, a neural stimulation signal generator for each analysis channel, a mapping unit for allocating the analysis channels to the stimulation channels according to an adjustable mapping scheme, and a control unit for controlling the mapping unit such that a standard mapping scheme is used in a standard operation mode and a low bandwidth mapping scheme is used in a low bandwidth operation mode. | 1. An auditory prosthesis device for neural stimulation of a patient'ss hearing, comprising means for providing an input audio signal; a sound processor for generating a neural stimulation signal from the input audio signal; and an implantable stimulation assembly having a plurality of stimulation channels ( 52 ) for stimulation of the patient'ss hearing according to the neural stimulation signal, the implantable stimulation assembly being configured for implantation in the cochlear of a patient, the sound processor comprising a filterbank for dividing the input audio signal into a plurality of analysis channels, each containing a frequency domain signal representative of a distinct frequency portion of the audio signal, means for determining a signal level for each analysis channel by analyzing the respective frequency domain signal, means for generating a neural stimulation signal for each analysis channel according to the respective signal level, a mapping unit for allocating the analysis channels to the stimulation channels according to an adjustable mapping scheme, and a control unit for controlling the mapping unit such that a standard mapping scheme is used in a standard operation mode and a low bandwidth mapping scheme different to the standard mapping scheme is used in a low bandwidth operation mode in which the bandwidth of the input audio signal is lower than in the standard operation mode.
3620 | Methods, systems, and devices for pairing vagus nerve stimulation with motor therapy in stroke patients | A method of treating motor deficits in a stroke patient, comprising assessing a patient's motor deficits, determining therapeutic goals for the patient, based on the patient's motor deficits, selecting therapeutic tasks based on the therapeutic goals, performing each of the selected therapeutic tasks repetitively, observing the performance of the therapeutic tasks, initiating the stimulation of the vagus nerve manually at approximately a predetermined moment during the performance of the therapeutic tasks, stimulating the vagus nerve of the patient during the performance of the selected therapeutic tasks, and improving the patient's motor deficits. | 1. A method of improving motor deficits in a stroke patient, comprising: selecting a therapeutic task; detecting motion during repetitive performances by the patient of the selected therapeutic task; automatically stimulating a vagus nerve of the patient with an implanted neurostimulator that delivers pulse trains of electrical stimulation energy to the vagus nerve when a predetermined motion is detected; ending the stimulation of the vagus nerve so that there is no stimulation between the performances; and improving the patient'ss motor deficits, wherein the action of stimulating the vagus nerve of the patient further comprises determining respective beginnings of performances of the selected therapeutic task, and applying the pulse trains to the vagus nerve based on the determined beginnings of the performances, wherein the vagus nerve stimulation pulse trains begin after the beginning of the respective selected therapeutic tasks, wherein the vagus nerve stimulation pulse trains end prior to the end of the respective selected therapeutic tasks, and wherein the vagus nerve stimulation pulse train is not presented between performances of the selected therapeutic task.
3621 | System and method for processing motion-related sensor data with social mind-body games for health application | A system and method for processing motion-related sensor data for health application examines motion-related signal from a motion sensor located on a subject on a frame-by-frame basis to detect physical activities performed by the subject. For each frame, a detected activity is classified into a category of activities and performance parameters of the detected activity are estimated. | 1. A method for processing motion-related sensor data for health application, the method comprising: receiving motion-related signals from motion sensors located on different subjects, wherein the motion sensors comprise at least one accelerometer and at least one gyroscope integrated within a smartphone; processing the received motion-related signals on a frame-by-frame basis to detect distinct short-duration exercise motions performed by the subjects, the distinct short-duration exercise motions including arm motions, leg motions and full body motions, each frame representing a predefined time interval shorter than the total duration of a distinct short-duration exercise motion; for each frame, performing a plurality of signal transformations to extract features for activity classification; for each frame, performing hierarchical decision making using feature subsets for a plurality of different categories of short-duration exercise motions to classify a number of motion categories of the plurality of different categories of short-duration exercise motions; for each frame, classifying a detected distinct short-duration exercise motion into one of the number of motion categories; for each frame, estimating performance parameters of the detected distinct short-duration exercise motion, wherein the performance parameters define the performance of the detected distinct short-duration exercise motion in the frame; and creating a picture-based mind-body and reward-based game that is associated to a particular subject of the different subjects, wherein the picture-based mind-body and reward-based game includes at least one of the distinct short-duration exercise motions to be performed using the smartphone to play the picture-based mind-body and reward-based game.
3622 | Illumination device having remotely powered lightguide | An illumination device is disclosed, having a lightguide optically coupled to a light source and a transducer for supplying power to the light source by converting energy received from a remote transmitter. Energy received from a remote transmitter can comprise radiofrequency waves, microwaves, infrared radiation, visible light, ultraviolet light, sunlight, sound waves or heat. | 1. A refrigeration illumination system, comprising a light source; a lightguide optically coupled to the light source; and a transducer configured to power the light source by converting energy received from a remote transmitter; wherein at least one of the lightguide and the remote transmitter is located within a shelf.
3623 | Blood glucose tracking apparatus and methods | A measurement module for glucose testing includes a glucose testing measurement module housing, a test strip receptacle formed in the housing, and a connector portion formed in the housing and shaped to permit mechanical removable attachment of the housing to a hand-held computer. Electronics determine the amount of glucose present in a sample of body fluid, when the test strip is positioned in the receptacle and the body fluid is placed on a test strip, and communicate the glucose amount to the hand-held computer via the connector portion. | 1. A glucose monitoring apparatus, comprising: a measurement module having a measurement module housing, a test strip receptacle formed at a first end of the of the measurement module housing, electronics for determining the amount of glucose present in a sample of blood placed on a test strip that is received in the test strip receptacle, a connector portion at a second end of the measurement module, and an isolated power module disposed within the measurement module; a processing device having a housing, wherein the measurement module is detachably integrated with and protrudes from the housing of the processing device, and wherein the measurement module housing is narrowed at the first end compared with the second end; a power isolation barrier between the measurement module and the processing device; and a transformer-coupled power transfer circuit that bridges the power isolation barrier and thereby transfers isolated power from a power source in the processing device to the isolated power module in the measurement module; wherein the processing device comprises a processor and computer readable medium comprising instructions when executed by the processor, cause the processor to: measure glucose data of a sample applied to a glucose test strip inserted into the glucose test strip receptacle using instructions residing on the computer readable medium of the processing device, provide a sensory output of a glucose level corresponding to the measured glucose data using a code residing on the processing device, enter the measured glucose data into a database accessible by a diabetes management software program stored on the computer readable medium of the processing device, and execute the diabetes management software program whether or not the measurement module is integrated with the processing device.
3624 | Performance monitoring systems and methods | We have disclosed systems and methods for portable performance monitoring of an individual during a physical activity. The systems and methods may include a heart rate sensor configured to collect heart rate data of the individual while engaged in the fitness activity. The systems and methods may also include a processor and a memory operatively coupled to the processor and storing computer readable instructions that, when executed by the processor, cause the system to determine heart rate information based on the heart rate data. The systems and methods may also include a wireless wide area network transceiver for communicating the heart rate information to a remote computer. The systems and methods may also include a portable performance monitoring device that may have a display screen that may be configured to display the heart rate information to the individual. | 1. A personal athletic performance monitoring system configured to be used by an individual engaged in a fitness activity, the system comprising: a heart rate sensor configured to collect heart rate data of the individual while engaged in the fitness activity; a processor; a memory operatively coupled to the processor and storing computer readable instructions that, when executed by the processor, cause the system to determine heart rate information based on the heart rate data; a wireless wide area network transceiver for communicating the heart rate information to a remote computer; and a display screen on a portable performance monitoring device configured to display the heart rate information to the individual.
3625 | Performance monitoring systems and methods | We have disclosed systems and methods for portable performance monitoring of an individual during a physical activity. The systems and methods may include a personal computer configured to receive personal data from the individual. The systems and methods may also include a portable performance monitoring device that may be in communication with the personal computer and may have a display screen configured to display the personal data to the individual. The systems and methods may also include a server that may be in communication with the personal computer and the portable performance monitoring device and may have a database configured to store the personal data The systems and methods may be configured such that the personal data displayed on the display screen of the portable performance monitoring device and stored on the database of the server is configured to update based on the personal data received on the personal computer. | 1. A personal athletic performance monitoring system configured to be used by an individual engaged in a fitness activity, the system comprising: a personal computer configured to receive personal data from the individual; a server in communication with the personal computer and having a database configured to store the personal data; and a portable performance monitoring device configured to wirelessly communicate with the server via a wireless wide area network and having a display screen configured to display the personal data to the individual; wherein the personal data displayed on the display screen of the portable performance monitoring device and stored on the database of the server is configured to update based on the personal data received on the personal computer.
3626 | Wireless augmented reality communication system | The system of the present invention is a highly integrated radio communication system with a multimedia co-processor which allows true two-way multimedia (video, audio, data) access as well as real-time biomedical monitoring in a pager-sized portable access unit. The system is integrated in a network structure including one or more general purpose nodes for providing a wireless-to-wired interface. The network architecture allows video, audio and data (including biomedical data) streams to be connected directly to external users and devices. The portable access units may also be mated to various non-personal devices such as cameras or environmental sensors for providing a method for setting up wireless sensor nets from which reported data may be accessed through the portable access unit. The reported data may alternatively be automatically logged at a remote computer for access and viewing through a portable access unit, including the user's own. | 1. A communication system comprising: a portable access unit comprising a wearable device, a touchpad and a transceiver; the wearable device comprising a transparent display; the touchpad connected to the wearable device and configured to receive user commands; and the transceiver capable of wirelessly connecting to a general purpose node for establishing a data link with one or more media devices connected to the general purpose node, wherein subsequent to connecting to the general purpose node, the portable access unit is configured to display on the transparent display a list of one or more media devices that are connected to the general purpose node, wherein the portable access unit is configured to receive, at the touchpad, a first user command for selecting a first media device from the list to establish a data link with the first media device via the general purpose node, wherein subsequent to establishing the data link with the first media device, the portable access unit is configured to display a multimedia content on the transparent display.
3627 | Vehicle sound generation apparatus, and vehicle sound generation method | A vehicle sound generation apparatus 20 is constituted by a first pressure sensor 21 a, a second pressure sensor 21 b, a signal processing section 24 which performs processing of changing pressure signals output from the first pressure sensor 21 a and the second pressure sensor 21 b in accordance with the operation state of an automobile 10 , and speakers 28 a, 28 b which output, as an intake sound of an engine 12 , a sound pressure signal processed by the signal processing section 24 . The first pressure sensor 21 a is provided on an intake duct 15 connecting an air cleaner 16 and a throttle body 17 at a position between the air cleaner 16 and the center of the intake duct 15 , and the second pressure sensor 21 b is provided between the engine 12 and the throttle body 17. | 1. A vehicle sound generation apparatus for transmitting an intake sound of an engine of a vehicle to an occupant in the vehicle, characterized by comprising: a first pressure sensor which is provided on an intake duct, the intake duct connects an air cleaner provided on a side of the intake duct toward an intake port that introduces external air and a throttle body provided on a side of the intake duct toward the engine, the first pressure sensor being located on the air cleaner side of a midpoint between the air cleaner and a throttle valve provided in the throttle body, detecting pressure of intake pulsation of the engine, and outputting a pressure signal representing the detected pressure; a second pressure sensor which is provided between the engine and the throttle valve and which detects the pressure of the intake pulsation of the engine and outputs a pressure signal representing the detected pressure; a signal processor which performs processing of changing the pressure signals output from the first and second pressure sensors in accordance with an operation state of the vehicle; a speaker disposed in the vehicle and outputting the pressure signals processed by the signal processor as the intake sound of the engine; and a noise gate processor which performs noise gate processing on the pressure signals before being processed by the signal processor.
3628 | Mobile communication device and communication method | A mobile communication device ( 10 ) that relays communication between a sensor device ( 50 ) located in a neighbor area and a server device ( 70 ) includes a biometric information receiving unit ( 20 ) that receives biometric information of a user wearing the sensor device ( 50 ) from the sensor device ( 50 ), a sensor unit ( 30 ) that detects a change of state in the mobile communication device ( 10 ), and a public network communication unit ( 40 ) that transmits the biometric information and information about the change of state to the server device ( 70 ) via a public network ( 60 ) and receives health management information generated in the server device ( 70 ) using the transmitted information. The biometric information receiving unit ( 20 ) transmits the health management information to the sensor device ( 50 ) for display on the sensor device ( 50 ). | 1. A mobile communication device that relays communication between a sensor device located in a neighbor area and a server device connected to a public network, comprising: a biometric information receiving unit that receives biometric information of a user wearing the sensor device from the sensor device; a sensor unit built in the mobile communication device, that detects a change of state in the mobile communication device; a public network communication unit that transmits the biometric information and information about the change of state in the mobile communication device to the server device via the public network, and receives health management information generated in the server device using the biometric information and the information about the change of state in the mobile communication device; and an access management unit that accepts an access using a hyper-text transfer protocol (http) message from the sensor device, and accepts an access using an http message from the server device through the public network communication unit, wherein the biometric information receiving unit transmits the health management information received by the public network communication unit to the sensor device so that the health management information is displayed on the sensor device, and the access management unit transmits the biometric information of the user and the information about the change of state in the mobile communication device to the server device through the public network communication unit based on an application programing interface (API) execution instruction transmitted from the sensor device.
3629 | Method of producing a cermet-containing bushing for an implantable medical device | One aspect relates to a method for producing an electrical bushing for an implantable medical device. The method includes generating an insulation element green compact for an insulation element from an insulating composition of materials. The insulation element green compact is partially sintered. At least one cermet-containing conduction element green compact for a conduction element is formed. The at least one conduction element green compact is introduced into the insulation element green compact. The insulation element green compact and the at least one conduction element green compact are fired to obtain an insulation element with at least one conduction element. | 1. A method for producing an electrical bushing for an implantable medical device, the method comprising: generating an insulation element green compact for an insulation element from an insulating composition of materials; partially sintering the insulation element green compact; forming at least one cermet-containing conduction element green compact for a conduction element; introducing the at least one conduction element green compact into the insulation element green compact; firing the insulation element green compact and the at least one conduction element green compact to obtain an insulation element with at least one conduction element; characterized in that partially sintering the insulation element green compact forms a surface hardness of the insulation element green compact thereby allowing for handling the insulation green compact before the firing of the insulation element green compact and the at least one conduction element green compact.
3630 | Detection of changes from a seated or lying body position by sensing body angle | Methods and apparatuses for detecting when a subject gets up out of bed or out of chair by detecting changes in body flexion angle with respect to a threshold. Also described herein are systems for monitoring one or more subjects each wearing an angle-sensing unit. | 1. A method of issuing an alert when a subject wearing an angle-sensing unit gets up from a bed or a chair, the method comprising: manually setting, in a microcontroller connected to an angle sensor in the angle-sensing unit, a first baseline value representing an initial angle measured by the angle sensor when the subject is sitting in a chair or reclined in a bed, wherein a caregiver manually sets the baseline value; sampling the angle sensor to determine a sampled value representing a sampled angle of the subject'ss body angle; determining a difference between the sampled value and the first baseline value to detect a change in the subject'ss body angle; wirelessly transmitting an alert if the difference between the sampled value and the first baseline value exceeds a threshold indicating that the subject has gotten up from the bed or out of the chair; and receiving the alert at a monitoring unit wirelessly.
3631 | Quality-control jig for use with radiotherapy apparatus | A jig for calibrating an image-guided radiotherapy apparatus is disclosed. The jig includes a ball bearing and a three-axis positioner. Once the ball bearing has been moved to the calculated radiation isocenter of the apparatus, other calibration procedures can be performed by directing light onto the jig. | 1. A quality-control jig for use with an image-guided radiotherapy apparatus, comprising: a. an elongated stylus having a proximal end and a distal end; b. a three-axis positioner operatively secured to the proximal end of the stylus; c. a first ball bearing having a center; d. a first ball bearing cap secured to the ball bearing and adapted to fit over the distal end of the stylus to detachably mount the first ball bearing thereto; e. a pointer having a distal tip; f. a pointer cap secured to the pointer and adapted to fit over the distal end of the stylus to detachably mount the pointer thereto, the first ball bearing, the first ball bearing cap, the pointer, and the pointer cap being dimensioned such that when the pointer cap is mounted to the distal end of the stylus, the distal tip of the pointer has the same location as does the center of the first ball bearing when the first ball bearing cap is mounted to the distal end of the stylus; g. a flat plate; and means for fixing the plate to the stylus in such a manner that the pointer will cast a shadow on the plate when light is directed onto the pointer.
3632 | Ultraviolet light source and methods | A UV device includes a housing having a portion configured to be removably attached to a smart device, a UV light source disposed within the housing, wherein the UV light source is configured to provide output of UV light in response to an operating powered, a communication mechanism disposed within the housing, wherein the communication mechanism is configured to receive instructions from the smart device, a control mechanism disposed within the housing, wherein the control mechanism is coupled to the UV light source, and to the communication mechanism, wherein the control mechanism is configured to provide the operating power to the UV light source, in response to the instructions received from the smart device. | 1. A portable UV device comprising: a housing having a portion configured to be removably attached to a portable smart device by a user; a UV light source disposed within the housing, wherein the UV light source is configured to provide output of sanitizing UV light and configured to sanitize a plurality of target surfaces other than a surface of the portable smart device in response to an operating powered provided thereto; a communication mechanism disposed within the housing, wherein the communication mechanism is configured to receive instructions from the smart device; and a control mechanism disposed within the housing, wherein the control mechanism is coupled to the UV light source, and to the communication mechanism, wherein the control mechanism is configured to provide the operating power to the UV light source, in response to the instructions received from the smart device; and wherein the portable UV device is configured to be physically moved independently from the portable smart device over the plurality of target surfaces by the user to provide the sanitizing UV light to the plurality of target surfaces other than the surface of the portable smart device.
3633 | Multilayer planar spiral inductor filter for medical therapeutic or diagnostic applications | A multilayer helical wave filter having a primary resonance at a selected RF diagnostic or therapeutic frequency or frequency range, includes an elongated conductor forming at least a portion of an implantable medical lead. The elongated conductor includes a first helically wound segment having at least one planar surface, a first end and a second end, which forms a first inductive component, and a second helically wound segment having at least one planar surface, a first end and a second end, which forms a second inductive element. The first and second helically wound segments are wound in the same longitudinal direction and share a common longitudinal axis. Planar surfaces of the helically wound segments face one another, and a dielectric material is disposed between the facing planar surfaces of the helically wound segments and between adjacent coils of the helically wound segments, thereby forming a capacitance. | 1. An implantable lead, comprising: a) at least one implantable lead conductor extending from a proximal conductor end to a distal conductor portion having a distal conductor end, wherein the proximal conductor end is configured to be electrically connectable to electronic circuits of an implantable medical device; b) at least one electrode electrically connected to the distal conductor portion or the distal conductor end, wherein the electrode is configured to be placed in contact with biological cells inside a body; c) a dielectric substrate; d) at least a first spiral inductor spaced from a second spiral inductor and supported on the dielectric substrate, wherein the first spiral inductor spirals in either a clockwise or counter-clockwise direction from a first electrical point to a first contact pad and wherein the second spiral inductor spirals from a second contact pad to a second electrical point and in a counter-clockwise or clockwise direction that is opposite to that of the first spiral inductor, e) wherein the dielectric substrate is characterized as having been folded along an intermediate fold line located between and spaced from both of the first and second spiral inductors so that the first and second spiral inductors are in a capacitive relationship residing one above the other with the dielectric substrate disposed therebetween; f) a conductive material extending through the dielectric substrate to electrically connect the first and second contact pads so that the first and second spiral inductors are only electrically connected to each other at the respective first and second contact pads, g) wherein the first and second electrical points of the respective first and second spiral inductors are electrically connected to the lead conductor intermediate the proximal conductor end and the electrode, and h) wherein a first multi-turn loop current of the first spiral inductor is in the same direction as a second multi-turn loop current of the second spiral inductor.
3634 | Acoustic activation of components of an implantable medical device | A power source of an implantable medical device (IMD) is connected to one or more components that perform various functions of the IMD via an acoustic switching circuit. The acoustic switching circuit may include one or more switches that when open disconnect the one or more components from the power source and when closed connect the one or more components to the power source to activate the one or more components. Various techniques for connecting the components to the power source are described. These techniques aim to reduce the likelihood of inadvertently connecting the power source to the one or more components in response to acoustical signals from a source of interference. | 1. An implantable medical device comprising: a power source; at least one component that performs a function of the implantable medical device; and at least one acoustic switching circuit between the power source and the at least one component, wherein the acoustic switching circuit is configured to receive acoustic signals at different frequencies and to connect the power source to the at least one component in response to receiving at least two acoustic signals of different frequencies.
3635 | Systems, applications, and methods for exercise workout generation | In some embodiments, an automated system comprises one or more biometric sensors, an interactive screen, and an exercise routine generation application communicable with a mobile application. In some embodiments, the mobile application receives data from an automated station and displays exercise routines, other exercise information, or both. In some embodiments, the mobile application includes a scanner to scan labels, other indicia, or physical or other features of an exercise machine or other exercise apparatus to identify the machine or apparatus. In some embodiments, the mobile application communicates with one or more local or remote databases identifying differing exercise facility locations within a geographic area and identifying exercise apparatus available in each of the differing facilities. | 1. A method for providing customized exercise workout routines for a user based on new or updated goals specified by the user, the method comprising steps of: A. creating a new user profile or accessing an existing user profile, wherein either said user profile is associated with a particular user; B. obtaining, from said user, new or updated initial information pertaining to the user; C. electronically receiving or determining the location of the user; D. electronically receiving or determining the location and features of exercise machines or exercise apparatuses at more than one facility within the geographic locale of said user'ss location; E. providing, to the user, a weighing scale and two or more electrical sensors; F. measuring, using the weighing scale, the user'ss weight; G. measuring, using voltage and current associated with the two or more electrical sensors in communication with the user'ss body, the user'ss body fat percentage; H. storing, in the user profile associated with that particular user, at least a portion of said initial information, said user'ss measured weight and said user'ss measured body fat percentage; I. (i) presenting, to the user, one or more questions regarding exercise workout goals of the user, (ii) receiving, from the user, responses to said one or more questions regarding the user'ss exercise workout goals, and (iii) storing, in the user profile associated with that particular user, said responses to said one or more questions regarding the user'ss exercise workout goals; J. providing the stored user profile associated with that particular user and said location and features of exercise machines or exercise apparatuses at more than one facility within the geographic locale of said user'ss location to a workout generation engine; K. receiving, from said workout generation engine, a new customized exercise workout routine based on the data stored in the user profile associated with that particular user, said exercise workout routine customized to use exercise machines or exercise apparatuses selected by said workout generation engine from those exercise machines or exercise apparatuses provided to said workout generation engine; and L. providing, to the user, details of the new customized goal-based exercise workout routine and the location of said selected exercise machines or exercise apparatuses within the geographic locale of said user'ss location; wherein method steps A-L are completed prior to the user performing any exercises associated with the method.
3636 | Diagnostic radio frequency identification sensors and applications thereof | An integrated passive wireless chip diagnostic sensor system is described that can be interrogated remotely with a wireless device such as a modified cell phone incorporating multi-protocol RFID reader capabilities (such as the emerging Gen-2 standard) or Bluetooth, providing universal easy to use, low cost and immediate quantitative analyses, geolocation and sensor networking capabilities to users of the technology. The present invention can be integrated into various diagnostic platforms and is applicable for use with low power sensors such as thin films, MEMS, electrochemical, thermal, resistive, nano or microfluidic sensor technologies. Applications of the present invention include on-the-spot medical and self-diagnostics on smart skin patches, Point-of-Care (POC) analyses, food diagnostics, pathogen detection, disease-specific wireless biomarker detection, remote structural stresses detection and sensor networks for industrial or Homeland Security using low cost wireless devices such as modified cell phones. | 1. A Lab-on-a-Chip microfluidics sensor system for use in conducting rapid diagnostic measurements comprising: a Lab-On-A-Chip (LOC) microfluidics sensor test strip comprising a substrate containing a plurality of wells and a plurality of microfluidics channels, said channels permitting a flow of fluids between said wells; a radio frequency identification (RFID) tag comprising an antenna, a unique identification number, and an RFID electronic chip in combination with at least one sensor module and both integrated with said substrate, with a plurality of conductive leads connecting said RFID electronic chip and said sensor module to said wells and said channels, and said RFID tag and said sensor module combination configured to sense, control and transmit wirelessly signals that correspond to reactions occurring in said wells and to transmit wirelessly said unique identification number; a wireless reader configured to communicate wirelessly with said RFID tag and said sensor module combination through the use of multiple protocols and to receive said signals that correspond to said reactions occurring in said wells and said unique identification number, said wireless reader configured to control a flow of fluids through said microfluidics channels and to and from said wells by sending signals to said REID tag and said sensor module combination wirelessly; and said wireless reader further configured to communicate wirelessly over a network through the use of multiple communication protocols to download software wirelessly from a remote location to enable reading and analysis of said signals received from said RFID tag and said sensor module combination based on said unique identification number of said RFID tag and sensor module combination.
3637 | Method and system to create products | Systems and methods for creating fully custom products from scratch without exclusive use of off-the-shelf or pre-specified components. A system for creating custom products includes an image capture device for capturing image data and/or measurement data of a user. A computer is communicatively coupled with the image capture device and configured to construct an anatomic model of the user based on the captured image data and/or measurement data. The computer provides a configurable product model and enables preview and automatic or user-guided customization of the product model. A display is communicatively coupled with the computer and displays the custom product model superimposed on the anatomic model or image data of the user. The computer is further configured to provide the customized product model to a manufacturer for manufacturing eyewear for the user in accordance with the customized product model. The manufacturing system is configured to interpret the product model and prepare instructions and control equipment for the manufacturing of the customized product. | 1. In a system for providing a product, the technological improvement of providing a system for creating a one-off custom product from scratch, comprising: an image capture device for capturing image data and/or measurement data of a user; a computer, communicatively coupled with the image capture device, configured to construct an anatomic model of the user based on the captured image data and/or measurement data, for providing a product model, and for altering the product model with customizing parameters for enabling customization of said product model so as to permit construction of a one-off custom product from scratch in which at least one product component is custom designed without the use of a pre-specified off-the-shelf component; and a display, communicatively coupled with the computer, for displaying the custom product model superimposed on the anatomic model or image data of the user, the computer further configured to provide the customized product model to a manufacturer for manufacturing a custom product from scratch for the user in accordance with the customized product model, wherein the system is further characterized by one or more of the following features: (a) wherein the product is eyewear and the product model is configurable eyewear model; (b) wherein the image capture device, which may comprise a single lens camera, includes a handheld electronic camera capable of taking self-portraits; (c) wherein the anatomic model is a face model comprising at least a portion of the user'ss face; (d) wherein customizable properties of the custom product model include at least one of: size, shape, color, finish, and style; (e) wherein the product is eyewear, and the computer is configured to automatically customize the eyewear model, based on at least one of the captured image data, measurement data, a derived anatomic model, or user input; and optionally (i) the computer is configured to customize the eyewear model to best fit the anatomy of the user; and/or wherein (ii) the computer system is configured to customize parameters of the eyewear model to adjust the size and shape of the frame and lenses; and/or wherein (iii) the computer is further configured to generate a plurality of custom eyewear models for the user to select from; (f) wherein the product is eyewear, and the computer is further configured to customize an optical lens design for the eyewear; (g) wherein the computer is further configured to accept user input and preferences to guide the customization; (h) further including a manufacturing system, communicatively coupled with the computer system, configured to manufacture said one-off, not-mass-produced product from scratch in which at least one product component is custom designed without the use of a pre-specified off-the-shelf component, the one-off product being designed for the user in accordance with the customized product model, user information, and order information; (i) wherein providing a customized product model for a user includes: obtaining and analyzing image data from the user; automatic customization of the product model based on the obtained and analyzed image data; and modifying the automatic customized product to vary the degree of customization and therefore the degree of customization of the manufactured product, thereby to provide an on-demand one-off product based on creating, assembling, and delivering a one-off product from scratch; (j) wherein the computer system is configured to analyze the image data by detecting a face, determining the pose of the face, detecting facial features, and fitting an anatomic model to the detected features and image data; (k) wherein the computer system is configured to use machine learning to analyze image data and construct an anatomic model based on training data including image data and anatomic models for a plurality of users; (l) wherein the image capture device includes at least two cameras positioned on opposite sides of the computer system; (m) wherein the image capture device is a multiple lens digital camera or a camera with depth sensors or depth measuring capability; (n) wherein the image data is at least one image or video; (o) wherein the image date is at least one image or video coupled with depth measurement data; and (p) wherein the computer system is configured to create a physical prototype or preview of the custom product.
3638 | Delay apparatus, nuclear medicine imaging device, delay method, and calibration method | A delay apparatus of an embodiment is an apparatus for delaying a signal to a plurality of chain-based time-to-digital circuits (TDCs) and includes a plurality of propagation path devices each connected to a respective one of the plurality of TDCs. Each propagation path device is configured to delay a common start signal sent to each propagation path device by a selectable amount based on a delay selection signal received by the propagation path device, and to transmit the delayed start signal to the respective one of the TDCs. | 1. A method for controlling a nuclear medicine imaging device that includes a plurality of propagation path devices each connected to a respective one of a plurality of time-to-digital circuits (TDCs), the method comprising: receiving a delay selection signal indicating a determination of an amount of time to delay a start signal; activating, at each one of the plurality of propagation path devices, a selected delay module of a plurality of delay modules based on the received delay selection signal, each of the plurality of delay modules providing delay to the start signal, which is received by a respective TDC via at least one of the plurality of delay modules; receiving the start signal at the activated delay module; delaying the start signal by way of propagation through the activated delay module; and transmitting the delayed start signal to the respective TDC.
3639 | Architecture for field upgrade of a health monitoring system | An architecture allows individual system components to be developed and tested individually, i.e., as distinct modules, and to be subsequently combined through standardized electrical and communication interfaces. Any combination of these modules can be implemented to form different products that provide any number of functions, such as an integrated system for monitoring a health condition and/or delivering a medication. The architecture also provides an approach for dynamically updating the product and offering its users the latest generation of technology even after the users have already purchased the product. In particular, the embodiments employ the communication interfaces to also provide connection to a remote network that can update or upgrade the product's software when the product is out in the field. | 1. A system for managing healthcare data, comprising: a central circuit including a processor and a central circuit memory area storing a first upgradable software; a module circuit interfacing with the central circuit, the module circuit including a module circuit memory area storing a second upgradable software relating to a healthcare function, the central circuit and the module circuit coupled and combining to provide the healthcare function; a communication interface providing a connection between the central circuit and an external device, the external device including a memory area storing one or more upgraded software components; a download engine configured to receive the one or more upgraded software components from the external device, via the communication interface, to upgrade the first upgradable software, the second upgradable software, or both by replacing: (i) a first version of the first upgradable software stored in the central circuit memory area with an upgraded second version of the first upgradable software, (ii) a first version of the second upgradable software stored in the module circuit memory area with an upgraded second version of the second upgradable software, or (iii) both (i) and (ii); a security component controlling access by the download engine to the module circuit memory area; a data validation component coupled to the module circuit, the data validation component determining, with a check-sum routine, whether the upgraded second version of the second upgradable software has been completely transferred from the external device by the download engine; and a restore component coupled to the module circuit, the restore component being configured to restore the first version of the second upgradable software when the upgraded second version of the second upgradable software operates incorrectly or has not been downloaded properly, thereby ensuring that the system, including the healthcare function, continues to operates as expected.
3640 | Headset and a method for audio signal processing | A headset and a method configured to process audio signals from multiple microphones, comprising: a first pair of microphones ( 101,102 ) outputting a first pair of microphone signals and a second pair of microphones ( 103, 104 ) outputting a second pair of microphone signals; a first near-field beamformer ( 105 ) and a second near-field beamformer ( 106 ) each configured to receive a pair of microphone signals and adapt the spatial sensitivity of a respective pair of microphones as measured in a respective beamformed signal (XL; XR) output from a respective beamformer ( 105; 106 ); wherein the spatial sensitivity is adapted to suppress noise relative to a desired signal; a third beamformer ( 107 ) configured to dynamically combine the signals (XL; XR) output from the first beamformer ( 105 ) and the second beamformer ( 106 ) into a combined signal (XC); wherein the signals are combined such that signal energy in the combined signal is minimized while a desired signal is preserved; and a noise reduction unit ( 109 ) configured to process the combined signal (XC) from the third beamformer ( 107 ) and output the combined signal such that noise is reduced. | 1. A headset configured to process audio signals from a first pair and a second pair of microphones arranged in a respective first and a second end-fire configuration aimed towards the mouth of a user wearing the headset in a normal position, comprising: a first pair of microphones outputting a first pair of microphone signals and a second pair of microphones outputting a second pair of microphone signals; wherein the first pair of microphones are arranged with a first mutual distance and the second pair of microphones are arranged with a second mutual distance, and wherein the first pair of microphones are arranged at a distance from the second pair of microphones that is greater than the first mutual distance and the second mutual distance at least when the headset is in normal operation; a first beamformer and a second beamformer configured to respectively receive the first pair and second pair of microphone signals and perform respective near-field beamforming focussed on the mouth of a user wearing the headset; a third beamformer configured to dynamically combine beamformed signals (XL; XR) output from the first beamformer and the second beamformer into a combined signal (XC) by weighing; wherein the third beamformer computes a respective noise level of the signals (XL; XR) and weighs the signal with a lowest noise level among the signals (XL; XR) with a highest weight into the combined signal; a noise reduction unit configured to filter the combined signal (XC) from the third beamformer by a time-varying filter.
3641 | Surgical tray assemblies for storing, charging, powering, and/or communicating with surgical instruments | A surgical tray assembly for storing, charging, and/or communicating with battery powered surgical instruments and other communication-enabled devices. The surgical tray assembly includes a stand, a surgical instrument tray supported on the stand, an electrical connector coupled to the tray, and one or more electrical transmission devices. The electrical connector is configured to be inserted into an electrical outlet. The electrical transmission device(s) is in electrical communication with the electrical connector. The surgical tray assembly may further include a wireless communication system capable of capturing data from a battery powered surgical instrument and transmitting such data. The surgical tray may further include a user interface display for displaying captured data from a battery powered surgical instrument. | 1. A surgical tray assembly, comprising: a stand; a surgical instrument tray supported on the stand; an electrical connector coupled to the stand, the electrical connector configured to be inserted into an electrical outlet; and at least one electrical transmission device disposed on the surgical instrument tray, wherein the at least one electrical transmission device is in electrical communication with the at least one electrical connector, the at least one electrical transmission device configured to supply power to at least a portion of a surgical instrument disposed on the surgical instrument tray.
3642 | MAC protocol in wireless body area network capable of processing emergency data and wireless network communication method using same | The present invention relates to a MAC protocol in a wireless body area network capable of processing emergency data and a wireless network communication method using the same. More specifically, the present invention replaces a Contention Free Period (CFP) of a WBAN MAC protocol with a Mixed Period (MP) for processing the emergency data, and sets an inactive period as an Extended Period (EP) for additional allocation due to the emergency data processing and re-allocation of a pre-guarantee Guaranteed Time Slot (GTS). As described above, the present invention can efficiently process the emergency data and enables emergency data processing which can guarantee low delay and high reliability of the emergency data. | 1. A Wireless Body Area Network (WBAN) comprising: a plurality of wireless communication devices located inside or outside of a human body, the wireless communication devices being located or capable of being located within 3 meters of the human body; and a coordinator device configured to coordinate communication with the plurality of wireless communication devices according to a Media Access Control (MAC) protocol using a MAC of a superframe structure, the MAC protocol being capable of processing emergency data, wherein the MAC protocol includes a Mixed Period (MP) for processing the emergency data that substitutes for a Contention Free Period (CFP) of the MAC protocol, wherein, when a Guaranteed Time Slot (GTS) which is not additionally allocated and guaranteed occurs upon processing of the emergency data in the MP, an inactive period of the WBAN MAC protocol is set as an Extended Period (EP) for reallocating the GTS which is not additionally allocated and guaranteed due to processing of the emergency data.
3643 | Set-top box for monitoring telehealth sensors | The subject disclosure provides a system and method for a set-top box for monitoring telehealth and biometric sensors. A subject patient is associated with telehealth and biometric sensors which measure the subject patient's vital signs and other health related attributes. In one aspect, the system includes a set-top box for continuously gathering biometric and telehealth sensor data. The set-top box includes a sensor interface for interfacing with the sensors and supports wireless and wired connections to the sensors. The system additionally may include a system management station for providing feedback to the subject patient. | 1. A multimedia delivery device, comprising: a network interface device configured to connect to a data network device of a communication network and to receive, via the data network device, a multimedia signal; a decoding device configured to decode the multimedia signal to produce a decoded signal and to provide the decoded signal to a display device; a sensor interface device coupled to the network interface device, wherein the sensor interface device is configured to interface with a sensor that gathers biometric data; a processor; and a memory that stores executable instructions that, when executed by the processor, facilitate performance of operations, comprising: monitoring, by the multimedia delivery device, the biometric data received from the sensor; determining, by the multimedia delivery device, that a defined threshold condition of the biometric data has been satisfied based on the monitoring; associating, by the multimedia delivery device, the biometric data with a subject identity in response to the determining that the defined threshold condition of the biometric data has been satisfied; generating summary data representative of a summary of at least a portion of the biometric data that satisfies the defined threshold condition; determining, by the multimedia delivery device, whether a network outage condition associated with the data network device of the communication network exists; and conditionally storing, by the multimedia device, the summary data when the network outage condition is determined to exist.
3644 | Method for biomedical system | A method used for a biomedical system is disclosed. The biomedical system includes an RFID apparatus and a reader apparatus communicating with the RFID apparatus. The RFID apparatus includes an electrode disposed adjacent to an acupuncture point and a motion monitor device including an accelerometer, a gyrocompass, or a pressure sensor. The method includes sending command information to the RFID apparatus from the reader apparatus; obtaining acupuncture impedance or bio-potential data through an electrode; providing nerve stimulation therapy by the RFID apparatus according to the command information, or using, by the RFID apparatus, the accelerometer, the gyrocompass, or the pressure sensor to obtain measurement data according to the command information; and submitting the acupuncture impedance/bio-potential data or the measurement data to the reader apparatus by the RFID apparatus. | 1. A method used for a biomedical system, the biomedical system comprising an RFID apparatus and a reader apparatus configured to communicate with the RFID apparatus, the RFID apparatus comprising electrodes configured to be placed adjacent to an acupuncture point and a motion monitor device, the motion monitor comprising a three-axes accelerometer, a three-axes gyrocompass, or a pressure sensor, the method comprising: sending command information to the RFID apparatus from the reader apparatus; determining, based on the command information, which operation between a first operation and a second operation is requested to be performed, wherein the first operation includes obtaining, by the RFID apparatus, acupuncture impedance or bio-potential data through the electrodes; and wherein the second operation includes using, by the RFID apparatus, the accelerometer, the gyrocompass, or the pressure sensor to obtain measurement data; performing at least one of the first operation and the second operation according to the determination result; submitting the acupuncture impedance or the bio-potential data to the reader apparatus either when the first operation is performed, or when the first operation and the second operation are performed; and submitting the measurement data to the reader apparatus either when the second operation is performed, or when the first operation and the second operation are performed.
3645 | Radiation imaging system, method for radiation imaging system, and computer-readable storage medium | A radiation imaging system comprises: a radiation imaging apparatus; an entry apparatus which is associated with a radiation generator; wherein the entry apparatus is configured, in response to a request received from the radiation imaging apparatus via a close proximity wireless communication connection, to send information to the radiation imaging apparatus via the close proximity wireless communication connection for connecting the radiation imaging apparatus to a wireless LAN; wherein the close proximity wireless communication connection has a communication range shorter than that of a wireless LAN; and a control unit for controlling the radiation generator and the radiation imaging apparatus, which has connected to the wireless LAN based on the information which has been sent from the entry apparatus via the close proximity wireless communication connection. | 1. A radiation imaging system comprising: X-ray sensor apparatuses including a first X-ray sensor apparatus and a second X-ray sensor apparatus; and a control apparatus for controlling the X-ray sensor apparatuses, wherein each of the X-ray sensor apparatuses comprises: a sensor configured to obtain image data; a switch configured to receive an operation input; and a communication circuit configured to transmit identification information of the X-ray sensor apparatus in accordance with an operation input to the switch, and wherein the control apparatus comprises: a communication circuit configured to receive the identification information; and a specifying unit configured to specify an X-ray sensor apparatus for use in an image capturing out of the X-ray sensor apparatuses in accordance with a receipt of the identification information, and wherein the radiation imaging system further comprises: a power control unit configured to, in a case in which the switch of the second X-ray sensor apparatus receives an operation input in a state where an imaging is able to be performed using the first X-ray sensor apparatus, shift a power state of the first X-ray sensor apparatus to a lower power consumption state, wherein the communication circuit performs a control that establishes a wireless communication between the second X-ray sensor apparatus and an access point, in accordance with an input of a switch operation to the second X-ray sensor apparatus.
3646 | Method and reference model for checking a measuring system | The invention relates to a reference object ( 3 ) and a method for checking a measuring system ( 1 ), wherein a plurality of three-dimensional recordings ( 4, 8 ) of a reference object are recorded from different recording directions ( 5 ) by means of the measuring system ( 1 ). The reference object ( 3 ) has a closed shape, wherein each of the three-dimensional recordings ( 4 ) is registered with at least the preceding recording ( 4 ). In the case of a faulty calibration and/or in the case of a faulty registration, the individual recordings ( 4, 8 ) are deformed compared to the actual shape of the reference object ( 3 ), so that the deformation continues when assembling the individual three-dimensional recordings ( 4 ) to form an overall recording ( 54 ) and the generated overall recording ( 54 ) deviates in its dimensions from the dimensions of the reference object ( 3 ) as a result thereof. At least one object region ( 10 ) of the reference object ( 3 ) is measured twice, at the beginning of a circuit and at the end of the circuit, wherein a distance ( 55 ) is determined in the overall recording ( 54 ) between a first position of the object region ( 10 ) in a first recording at the beginning of the circuit and a second position of the object region ( 10 ) in a second recording at the end of the circuit. | 1. A method of determining a calibration error in a measuring system, the method comprising: recording a plurality of three-dimensional images of a reference object from a plurality of different image directions in a circuit along the reference object using the measuring system, wherein an object region of the reference object is imaged twice, at a start of the circuit and at an end of the circuit; registering each of the three-dimensional images with another of the three-dimensional images using a registration algorithm for the measuring system so that the three-dimensional images are combined into an overall image; determining a distance in the overall image between a first position of the object region in a three-dimensional image from the start of the circuit and a second position of the object region in a three-dimensional image from the end of the circuit; determining a total measuring error based on the distance in the overall image; determining a registration error of the measuring system from a deviation between an ideal virtual three-dimensional model of the reference object and another virtual model of the reference object generated by applying the registration algorithm for the measuring system to a plurality of virtual sub-regions of the ideal virtual three-dimensional model of the reference object; and determining a calibration error by subtracting the registration error from the total measuring error.
3647 | Printed circuit board and probe therewith | Probe includes a transducer, a PCB having a pattern part contacting the transducer via face-to-face contact, and a bonding member bonding the transducer to the pattern part of the PCB. The bonding part of the PCB is provided with the pattern part to increase a bonding area of the bonding part and to allow the bonding member to contact not only a metal layer of the bonding part but also an electrical insulation part thereof, thereby improving a bonding force between the transducer and the PCB. As a result, the transducer can be reliably bonded to the PCB, so that performance of the transducer can be prevented from being deteriorated due to defective connection between the PCB and the transducer. | 1. A probe, comprising: a transducer including a signal and ground electrode; a printed circuit board (PCB) having an uneven portion contacting the transducer via face-to-face contact; and a bonding member made of a non-conductive material and bonding the transducer to the uneven portion of the PCB, wherein the uneven portion includes a metal layer and an electrical insulation film, the metal layer is disposed on the electrical insulation film, and the electrical insulation film includes a first portion which is exposed in a predetermined shape through the metal layer and a second unexposed portion.
3648 | Implantable neurostimulator devices including both non-rechargeable and rechargeable batteries and methods of use therewith | An implantable neurostimulation (INS) device includes a non-rechargeable battery, a rechargeable battery, an antenna, an inductive coil, a neurostimulation module and a telemetry module. The neurostimulation module produces neurostimulation signals for delivery to target neural tissue, and the telemetry module wirelessly communicates with a non-implantable device using at least one of the antenna and the inductive coil. The non-rechargeable battery provides power to the neurostimulation module, and the rechargeable battery provides power to the telemetry module. The INS device also includes a charge module that charges the rechargeable battery in dependence on signals received from a non-implantable device via the inductive coil. Additional modules, such a sensor module, can be powered by the rechargeable battery. Additionally modules, such as controller, can be powered by the non-rechargeable battery. The rechargeable battery can power components normally powered by the non-rechargeable battery, when a capacity of the non-chargeable battery falls below a threshold. | 1. An implantable neurostimulation device, comprising: an antenna; an inductive coil; a neurostimulation module that produces neurostimulation signals for delivery to target neural tissue via one or more implantable leads; a telemetry module that wirelessly communicates with a non-implantable device using at least one of the antenna and the inductive coil; a non-rechargeable battery that provides power to the neurostimulation module; a rechargeable battery that provides power to the telemetry module during one or more periods of time that overlap with when the non-rechargeable battery provides power to the neurostimulation module; and a charge module that charges the rechargeable battery in dependence on power signals received from a non-implantable device via the inductive coil.
3649 | Inductively rechargeable external energy source, charger, system and method for a transcutaneous inductive charger for an implantable medical device | A mechanism for transferring energy from an external power source to an implantable medical device is disclosed. A sensor may be used to measure a parameter that correlates to a temperature of the system that occurs during the transcutaneous coupling of energy. For example, the sensor may measure temperature of a surface of an antenna of the external power source. The measured parameter may then be compared to a programmable limit. A control circuit such as may be provided by the external power source may then control the temperature based on the comparison. The programmable limit may be, for example, under software control so that the temperature occurring during transcutaneous coupling of energy may be modified to fit then-current circumstances. | 1. A system, comprising: an implantable medical device comprising a secondary coil; and an external device comprising: a primary coil adapted to be transcutaneously coupled to the secondary coil to transfer energy to the implantable medical device; a housing having a side adapted to be positioned in proximity to the secondary coil when the primary coil is transcutaneously coupled to the secondary coil; a temperature sensor adapted to provide an output indicative of a temperature of the side of the housing; and control circuitry adapted to control the transfer of energy to the implantable medical device based on the output of the temperature sensor to limit a temperature to which a patient is exposed during the transfer of energy to the implantable medical device.
3650 | Systems and methods for maintaining a bi-directional communication between an implantable medical device and an external device | Systems and methods are provided for maintaining a bi-directional communication link between an external device and an implantable medical device (IMD). The systems and methods receive a connection request from an external device at the IMD. The communication request includes one or more communication link parameters based on a wireless protocol, defining a first communication interval. The systems and methods establish a bi-directional communication link between the external device and the IMD based on the one or more communication link parameters, and receive, during the first communication interval, a data packet from the external device along a first data channel, the data packet including an adjusted communication link parameter. The adjusted communication link parameter include a second communication interval. | 1. A method for maintaining a bi-directional communication link between an external device and an implantable medical device (IMD), the method comprising: receiving a connection request from an external device at an IMD, wherein the communication request includes one or more communication link parameters based on a wireless protocol, the one or more communication link parameters defining a first communication interval; establishing a bi-directional communication link between the external device and the IMD based on the one or more communication link parameters; and receiving, during the first communication interval, a data packet from the external device along a first data channel, the data packet including an adjusted communication link parameter, wherein the adjusted communication link parameter includes a second communication interval having a length that is different from a length of the first communication interval.
3651 | Methods for placing, accepting, and filling orders for products and services | Methods and systems for ordering assays which detect SNPs or gene expression are provided. The methods use PCR and RT-PCR procedures. Collections of stock assays are assembled using pre- and post-manufacturing quality control procedures and made available to consumers via the Internet. In addition, custom assays are prepared upon order from the consumer and these assays are also prepared using pre- and post-manufacturing quality control procedures. The assays are then delivered to the consumer. | 1. A method for providing assays to a consumer, comprising: providing a web-based user interface configured to receive an order for one or more assays designed for one or more nucleic acid targets; manufacturing or causing to be manufactured one or more assays designed for said one or more nucleic acid targets, including performing pre-processing selection, designing probes and/or primers directed to one or more sequence regions of said one or more nucleic acid targets, and performing an in silico quality control operation, wherein said performing pre-processing selection comprises identifying sequence regions for the one or more nucleic acid targets that do not contain any single nucleotide polymorphisms and also do not contain any repeat sequences; validating said manufactured one or more assays, including performing a quality control testing for one or more components of said manufactured one or more assays, the quality control testing being based on a measured synthesis yield; and delivering or causing to be delivered to the consumer at least one assay including at least two designed primers in response to the order for said one or more assays from the consumer.
3652 | System for monitoring and recording patient vital signs | A patient vital sign acquisition and recording apparatus for obtaining patient vital sign measurements and recording the vital sign measurements in an electronic medical record is disclosed. A user interface module receives a range of acceptable vital sign measurements and a schedule of how often to record the vital sign measurements. A monitor interface module obtains from a telemetry monitoring system vital sign measurements associated with the patient in accordance with the schedule. An alarm reporting module generates an alarm if the obtained vital sign measurements are outside the range of acceptable vital sign measurements. An interpretation module, in response obtaining the vital sign measurements, causes automatically records the obtained vital sign measurements in an electronic medical record associated with the patient. | 1. A patient vital sign recording system for obtaining patient vital sign measurements and recording the vital sign measurements in an electronic medical record, the system comprises: a vital sign acquisition and recording apparatus; an electronic interface to a telemetry monitoring system; an alarm device, wherein the alarm device includes a visual or aural indicator; a user interface module of the vital sign acquisition and recording apparatus that receives a range of acceptable vital sign measurements and a schedule of how often to record the vital sign measurements; a monitor interface module of the vital sign acquisition and recording apparatus that automatically obtains via the electronic interface from the telemetry monitoring system vital sign measurements associated with a patient in accordance with the schedule; an alarm reporting module of the vital sign acquisition and recording apparatus that determines if the obtained vital sign measurements are outside the range of acceptable vital measurements, and if so, the vital sign acquisition and recording apparatus actuates the alarm apparatus; and an interpretation module of the vital sign acquisition and recording apparatus that, in response to the vital sign acquisition and recording apparatus obtaining the vital sign measurements, interprets the obtained vital sign measurements to develop interpreted information; and wherein the user interface module displays on a screen in communication therewith the interpreted information and receives from a first user one or both of a correction to the interpreted information and an annotation to the interpreted information, and the interpretation module records the interpreted information, any correction to the interpreted information and any annotation to the interpreted information in an electronic medical record associated with the patient, and the information recorded by the interpretation module is provided to a second user.
3653 | User authentication apparatus and method using movement of pupil | A user authentication apparatus and method using movement of a pupil is capable of rapidly and accurately performing authentication with high security by storing the respective frequencies of objects mechanically moving on a screen and security keys corresponding thereto, comparing a frequency detected from movement of a pupil gazing at any object with a frequency of the object, and performing the authentication based on a corresponding security key when the detected frequency is included in a predetermined range. | 1. A user authentication apparatus using movement of a pupil, comprising: an information storage configured to store security keys corresponding to frequencies of a plurality of respective objects; a display configured to display more than one object having the respective security keys to move at corresponding frequencies; a processor configured to detect a position of the pupil of a user for at least one time zone; to detect a frequency based on the detected position of the pupil of the user for each time zone; and to recognize a security key corresponding to the detected frequency based on the security keys corresponding to the respective frequencies stored in the information storage and perform user authentication using at least one recognized security key.
3654 | Hospital bed having near field communication capability | An apparatus for providing data communication and power to a device located in a room having a power outlet is disclosed. The power outlet may be a standard AC outlet, for example. The apparatus includes a cable extending from the device and having a plug comprising a plug body. Prongs extend from the plug body and couple to the power outlet to receive power. A first near field communication antenna is carried by the plug body. A communication module has a second near field communication antenna and is located in the room in proximity to the plug. At least one of the first near field communication antenna and the second near field communication antenna communicates data wirelessly to the other of the first near field communication antenna and the second near field communication antenna. | 1. An apparatus for providing data communication and power to a device located in a room, the room having a power outlet, the apparatus comprising a cable extending from the device and having at one end thereof a plug comprising a plug body, a plurality of prongs extending from the plug body and configured to couple to the power outlet to receive power, a first near field communication antenna carried by the plug body, near field communication circuitry carried by the device and coupled to the first near field communication antenna via at least one conductor routed along the cable, wherein the plug body is devoid of any circuit components of the near field communication circuitry, and a communication module comprising a second near field communication antenna, the communication module being located in the room in proximity to the plug, at least one of the first near field communication antenna and the second near field communication antenna communicating data wirelessly to the other of the first near field communication antenna and the second near field communication antenna, wherein the first near field communication antenna is included in a label that sticks to the plug body, wherein the label is devoid of any electrical components other than the antenna and at least one conductor leading to the antenna.
3655 | Mobile terminal and method of controlling the same | Provided is a mobile terminal including a main body, a sensing unit that senses wearing of the main body, movement information on a wearer, and a biological signal of the wearer, a user input unit into which a control command is input for activating either a recording mode or a control mode when the wearing of the main body is sensed, and a controller that, in the recording mode, records the movement information and the biological signal in a specific situation and stores a movement pattern that occurs in the specific situation and which, in the control mode, senses the movement information and the biological signal and when the already-stored movement pattern in the specific situation that corresponds to the movement information and the biological signal that are sensed is detected, provides a control command corresponding to the detected movement pattern to a connected external device. | 1. A mobile terminal comprising: a main body; a sensing module that senses whether the main body is being worn by a user, movement information of the user, and a biological signal of the user; a user input module to receive a control command for activating either a recording mode or a control mode when the main body is sensed as being worn by the user; and a controller configured to control the mobile terminal in the recording mode and the control mode, wherein in the recording mode, the movement information on the user and the biological signal of the user in a prescribed situation is recorded, and a movement pattern that occurs in the prescribed situation is stored, and in the control mode, the movement information on the user and the biological signal of the user is sensed, when the sensed movement information and the sensed biological signal correspond to the stored movement pattern for the prescribed situation, a control command corresponding to the stored movement pattern is provided to a connected external device, and when the stored movement pattern for the prescribed situation that corresponds to the sensed movement information and the sensed biological signal is not detected in the control mode, the control mode is changed into the recording mode.
3656 | Handset or headset | There is provided a headphone or headset comprising at least one housing, at least one microphone for detecting interference sound, at least one active noise compensation unit for implementing active noise compensation based on the interference sound detected by the at least one microphone and for the output of a compensation signal. The headphone or the headset has at least one electroacoustic reproduction transducer for output of the compensation signal from the noise compensation unit and a circumaural cushion having a recess for receiving a spectacles side arm. The active noise compensation unit is adapted in noise compensation to take account of the effect of the recess in the ear cushion. | 1. A headphone or headset comprising: at least one housing; at least one microphone configured to detect interference sound; at least one active noise compensation unit configured to implement active noise compensation based on the interference sound detected by the at least one microphone, and to output a compensation signal; at least one electroacoustic reproduction transducer configured to output the compensation signal from the noise compensation unit; and a circumaural ear cushion; wherein, in a first operating mode: the circumaural cushion comprises a recess configured to receive a spectacles side arm; and the active noise compensation unit is adapted to use a first set of filter parameters in the active noise compensation; wherein, in a second operating mode: the circumaural ear cushion is without a recess configured to receive a spectacles side arm; and the active noise compensation unit is adapted to utilize a second set of filter parameters in the active noise compensation; and wherein the first set of filter parameters is different from the second set of filter parameters.
3657 | Battery-powered wireless audio device and a method of operating such a wireless audio device | A wireless audio device includes an audio streaming unit to wirelessly transmit an audio signal to a remote hearing device such as a hearing aid or a cochlear implant. A remote control unit to wirelessly controls the remote hearing device, a battery monitor determines a power level of a battery and provides a battery state signal indicative of the power level of the battery. A power management unit deactivates the audio streaming unit when the battery state signal reaches or falls below a first threshold and deactivates the remote control unit when the battery state signal reaches or falls below a second threshold, wherein the first threshold is higher than the second threshold. Also described is a method of operating such a wireless audio device as well as a hearing system including such a wireless audio device and a remote hearing device, such as a hearing aid or a cochlear implant. | 1. A wireless audio device comprising: an audio streaming unit; a remote control unit; and a battery; wherein: the audio streaming unit wirelessly transmits an audio signal to a remote hearing device; the remote control unit wirelessly controls the remote hearing device; the battery supplies power to units and devices within the wireless audio device; a power level of the battery is monitored to provide a battery state signal; when the battery state signal reaches or falls below a first threshold the audio streaming unit is deactivated; and when the battery state signal reaches or falls below a second threshold that is lower than the first threshold the remote control unit is deactivated.
3658 | Medium access control (MAC) protocol for body area networks | A method for controlling access to a wireless medium in a network. The method comprises dividing an access time to the wireless medium into fixed and repeated time rounds, wherein each time round includes a plurality of superframes and each superframe includes a fixed number of time slots; allocating a global beacon period within a time round; and reserving subframes within each superframe, wherein master devices can access the wireless medium at least during the reserved subframes. | 1. A wireless data communication system, comprising: a plurality of master devices; and a plurality of slave devices, wherein each master and slave device access a wireless medium in a body area network, wherein each master device of said plurality of master devices communicates with an assigned set of slave devices during subframes reserved for the master device, each subframe is part of a superframe included in a time round, wherein the time round includes a plurality of superframes, each superframe includes a plurality of subframes, and each subframe includes a plurality of time slots, and wherein a length of a particular subframe is variable and determined by a master device that controls said particular subframe.
3659 | Extreme ultraviolet light generation apparatus and control method for laser apparatus in extreme ultraviolet light generation system | An extreme ultraviolet light generation apparatus may include a chamber containing a plasma generation region irradiated by a pulse laser beam from a laser apparatus, a target supply device configured to supply a plurality of targets consecutively to the plasma generation region in the chamber, a target detection unit configured to detect a target outputted from the target supply device, and a laser controller configured to control the laser apparatus; the laser controller generating a light emission trigger instructing a laser device included in the laser apparatus to emit a pulse laser beam, and outputting the generated light emission trigger to the laser apparatus, in accordance with a detection signal from the target detection unit; and the laser controller adjusting generation of the light emission trigger outputted consecutively to the laser apparatus so that a time interval of the light emission trigger is within a predetermined range. | 1. An extreme ultraviolet light generation apparatus that generates extreme ultraviolet light by irradiating a target with a pulse laser beam and producing plasma, the apparatus comprising, a chamber containing a plasma generation region irradiated by a pulse laser beam from a laser apparatus; a target supply device configured to supply a plurality of targets consecutively to the plasma generation region in the chamber; a target detection unit configured to detect a target outputted from the target supply device that has passed a predetermined position between the target supply device and the plasma generation region; and laser control circuitry configured to control the laser apparatus, the laser control circuitry including a light emission trigger generation circuit configured to generate a light emission trigger instructing a laser device included in the laser apparatus to emit a pulse laser beam, and output the generated light emission trigger to the laser apparatus, the light emission trigger generation circuit including a first circuit configured to output a first signal that changes from OFF to ON after a first time has passed from a detection signal indicating target detection from the target detection unit, and a first AND circuit configured to output an AND signal of the first signal and the detection signal, the light emission trigger generation circuit outputting the light emission trigger to the laser apparatus based on an output from the first AND circuit, and the laser control circuitry outputting the light emission trigger to the laser apparatus in response to a next detection signal received immediately after the first time has passed following the detection signal.
3660 | System and method for voice control of medical devices | A diagnostic system includes sensors with at least one being a diagnostic device comprising one or more solid state light sources used in a measurement. A software application capable of generating physiological information based on the sensors is operable on a control system adapted to receive, store and process the physiological information. The control system includes a touch-screen, circuitry for obtaining position information from a location sensor, and a wireless transceiver to transmit wireless data including the physiological information over a wireless link and is further capable of receiving voice and manually entered input signals. A host includes a digital file for receiving and storing the wireless data, control logic to process the wireless data to generate a status of the user, memory for recording the status, and an output for communicating the status or associated information over a communication link to display output devices located remotely from the host. | 1. A diagnostic system comprising: one or more solid state light sources adapted to be used in obtaining a physiological measurement from a user and to generate a first input signal; a software application configured to operate on a control system adapted to receive and process physiological information associated with the user, the control system comprising a touch-screen, a proximity sensor, circuitry for obtaining movement information from a positioning sensor, a mechanical system comprising one or more actuators, and a wireless transmitter to transmit data over a wireless link to a host, the software application operable to generate the physiological information based at least in part on the first input signal, at least some of the physiological information comprising at least a part of the data, wherein the control system is further capable of receiving a voice input signal and a manually entered second input signal; and the host to generate a status of the user from the data comprising: a memory storage device for recording the status; and a communication device for communicating at least a portion of the status over a communication link to one or more display output devices, wherein the one or more display output devices are located remotely from the host.
3661 | System and method for voice control of medical devices | A diagnostic system includes a sensor configured to generate signals associated with physiological parameters, a proximity sensor, a positioning sensor, and a software application configured to operate on a control system adapted to receive and process physiological information including a touch-screen, a mechanical system having actuators, and a wireless transmitter to transmit data over a wireless link to a host. The software application is operable to generate the physiological information using the signals from the sensor. The control system receives voice and manually entered input signals. The host generates status information from the date and includes a memory storage device for recording the status information and a communication device for communicating the status information over a communication link to one or more display output devices located remotely from the host. | 1. A diagnostic system comprising: one or more sensors configured to generate signals associated with one or more physiological parameters; a proximity sensor; a positioning sensor that generates position information; a software application configured to operate on a control system adapted to receive and process physiological information, the control system comprising a touch-screen, a mechanical system comprising one or more actuators, and a wireless transmitter to transmit data over a wireless link to a host, the software application operable to generate the physiological information based at least in part on the signals from the one or more sensors, at least some of the physiological information comprising at least a part of the data, wherein the control system further receives voice input signals and manually entered input signals; and the host to generate status information from the data comprising: a memory storage device for recording the status information; and a communication device for communicating at least a portion of the status information over a communication link to one or more display output devices, wherein the one or more display output devices are located remotely from the host.
3662 | Method of detecting signal clipping in a wearable ambulatory medical device | A wearable medical device and method of detecting clipping of ECG signals is disclosed. In one embodiment, the wearable medical device comprises a plurality of ECG sensing electrodes configured to sense an ECG of a patient and an ECG acquisition circuit electrically coupled to a pair of the plurality of ECG sensing electrodes and configured to provide an amplified and conditioned analog ECG signal, a programmable attenuation/gain stage electrically coupled between a first gain stage and a second gain stage, an ADC electrically coupled to the ECG acquisition circuit to receive and digitize the amplified and conditioned analog ECG signal and provide a digitized ECG signal, and a signal conditioning and control unit electrically coupled to the ECG acquisition circuit and the ADC to receive and monitor the digitized ECG signal and to detect clipping of the amplified and conditioned analog ECG signal based upon the digitized ECG signal. | 1. A wearable medical device, comprising: at least one sensing electrode configured to sense a cardiac signal of a patient; an acquisition circuit, operatively coupled to the at least one sensing electrode, configured to process the cardiac signal; and a signal conditioning and control unit, operatively coupled to the acquisition circuit, configured to monitor the cardiac signal during processing by the acquisition circuit and mark one or more portions of the cardiac signal as compromised to prevent misdetection of the cardiac signal by the wearable medical device, wherein the marking is based on one or more predetermined clipping thresholds for the cardiac signal; wherein the acquisition circuit comprises at least one programmable attenuation/gain stage; wherein the signal conditioning and control unit comprises an automatic level control unit to vary an amount of attenuation/gain provided by the at least one programmable attenuation/gain stage; and wherein the signal conditioning and control unit is configured to temporarily disable functionality of the automatic level control unit responsive to marking one or more portions of the cardiac signal as compromised.
3663 | Athletic-wear having integral measuring sensors | A performance measuring system integrated with an article of clothing, the system has a computing unit for coordinating, processing and transmission of sensor data connected to a bus and an antenna. A sensor for measuring performance characteristics is connected to the bus; the bus facilitates transmission and reception of control and data values between the computing unit and the sensor. Also, an antenna is connected to the computing unit for communicating with other computing devices and transmission of sensor data. The other computing devices display the sensor data to a user or forward the sensor data onto another communication media such as the internet or interactive television. A social networking system sharing athletic statistics using a webservice, a personal processing unit connectible to the webservice, and a computing unit having an activity program for at least one sensor. This system has an activity update service integrally associated with the webservice. | 1. A social networking system for the sharing of athletic statistics, comprising: a means for sharing stats by uploading and downloading stats during live athletic competition; a means for controlling a sensor or array of sensors; a means for interacting with the Internet for the manual as well as automatic reception and transmission of athletic statistics from the means for sharing and for the communication with the means for controlling; and a means for updating software on the means for controlling, wherein said means for updating is associated with said means for interacting.
3664 | Apparatus, system and method for fluid delivery | A filling aid. The filling aid includes a needle housing portion including at least one tab having a starting position and a filling position, and a filling needle cradle including a filling needle, the filling needle cradle slidable connected to the needle housing portion and having a starting position and a filling position, wherein when the at least one tab on the needle housing moves from a starting position to a filling position, the filling needle cradle slides from a starting position to a filling position, and wherein when the at least one tab on the needle housing moves from a filling position to a starting position, the filling needle cradle slides from a filling position to a starting position. | 1. A fill adapter for filling a reservoir comprising: a housing having a cavity portion configured to attach to a reservoir; a filling aid base connected to the housing configured to receive a filling aid; a button assembly actuator springingly attached to the housing, the button assembly actuator comprising one or more button assemblies; and a pump chamber plunger actuator located in the cavity portion of the housing, wherein the pump chamber plunger actuator actuates a pump chamber membrane in the reservoir before the at least one button assembly is actuated.
3665 | Dual chamber leadless pacemaker programmer and method | Systems and methods for providing communications between an external device and first and second leadless pacemakers (LPs) located in a heart are provided. A method includes receiving first and second event messages from the first and second LPs, the first and second event messages received at different points in time at the external device, determining the signal strengths of the first and second event messages, respectively, as received at the external device, adjusting first and second LP discrimination thresholds based on the received signal strengths of the first and second event messages, respectively, and utilizing the first and second LP discrimination thresholds to identify which of the first and second LP transmits subsequent event messages, in order for the external device to independently communicate with the first and second LPs. | 1. A method for providing communications between an external device and first and second leadless pacemakers (LPs) located in a heart, the method comprising: receiving first and second event messages from the first and second LPs, the first and second event messages received at different points in time at the external device; determining the signal strengths of the first and second event messages, respectively, as received at the external device; adjusting first and second LP discrimination thresholds based on the received signal strengths of the first and second event messages, respectively; and using the external device to independently communicate with the first and second LPs utilizing the first and second LP discrimination thresholds to identify which of the first and second LP transmits subsequent event messages.
3666 | Utility module system | A defibrillator system optimizes the timing and manner of applying a defibrillator charge to a patient based upon data provided to the defibrillator from a utility module or one or more external devices. A parameter module on the utility module provides the defibrillator with patient parameter information. Devices external to the utility module may provide the utility module with coaching data that the utility module may pass through to the defibrillator as a proxy to the external devices. The utility module may also provide external devices with patient data that the utility module may pass through to the external devices as a proxy to the defibrillator on a scheduled or other basis. The utility module may additionally provide a reserve of power to enable defibrillators to be used where power is unavailable and to enable defibrillators to deliver multiple charges more readily anywhere, anytime. | 1. A defibrillator system comprising: a defibrillator comprising: an energy storage device configured to store an electrical charge; a defibrillation port; a display; a defibrillator processor configured to control the display and when an electrical charge is applied to the defibrillation port to defibrillate a patient; a defibrillator data connect port; and a first utility module comprising: a parameter module configured to detect a parameter of a patient; a data outlet configured to engage the defibrillator data connect port to transmit data to or to receive data from the defibrillator; and a module processor configured to control the parameter module and to control communication between the defibrillator and the parameter module.
3667 | Method and system for automated personal training that includes training programs | Systems and methods for creating personalized exercise programs are disclosed. An image capture device and a computer device are used to capture images of a user while the user performs athletic movements. The images may then be evaluated to create a human movement screen score. The human movement screen score, goal and time commitment information may then be used to create a personalized exercise program tailored to the specific user. | 1. A computer implemented method comprising: (a) capturing, with a wrist-worn sensor, daily motion parameter data of a user, wherein at least a first portion of the motion parameter data is captured as a result of the user performing an instructed athletic movement; (b) generating at a processor, one or more human movement screen scores based on the at least a first portion of the motion parameter data of the user performing the instructed athletic movement; (c) generating, by the processor, a personalized exercise program that identifies a body area of the user for improvement based on the one or more human movement screen scores; and (d) modifying, by the processor, the personalized exercise program based on at least a second portion of the motion parameter data indicating that the user has recently performed a total amount of exercise that is the same or similar to an exercise of the personalized exercise program, wherein the human movement screen scores comprise four scoring levels including: (1) experienced pain during the exercise; (2) exercise was not functionally performed; (3) exercise performed acceptably; and (4) exercise performed well.
3668 | Controlling access to an in-vehicle human-machine interface | An in-vehicle computer is programmed to determine that a driver's hands are at least one predetermined location in the vehicle, the at least one predetermine location including a location on a steering wheel, determine that a vehicle passenger is in a safe position with respect to a human-machine interface; and provide passenger access to the human-machine interface such that the passenger may access operations of the computer that are inaccessible to the driver. | 1. A system for a vehicle, comprising a computer comprising a processor and a memory, programmed to: determine that a driver'ss hands are on a steering wheel; detect human speech according to speech recognition processing included in a human machine interface (HMI) to determine that the driver is coaching a passenger concerning operating the HMI; and disable all occupant access to the HMI based on identifying the coaching.
3669 | System and method for rewarding physical activity | A system incentivizes people to engage in physical activity. A person's physical activity may be monitored over a period of time. Such monitoring may occur by using a sensing device carried or worn by the user. In the system, one or more thresholds for physical activity are established. Information tracked using the sensing device can be compared to the thresholds. A percentage of physical activity relative to the threshold can be translated to a reward established for the physical activity, and the percentage may be used to determine a reward value for an electronic device relative to a full available value. Rewards may include times or amounts. Time values may indicate durations during which particular activities or devices may be used. Amount values may indicate an amount of a battery charge, a number of communications, a currency value, or other values relative to use of an electronic device. | 1. A method for incentivizing physical activity, comprising: in a computing system that includes one or more processors; tracking a person'ss physical activity over a period of time; comparing the person'ss physical activity to a threshold for the period of time; identifying a reward corresponding to the threshold, the reward comprising use of an electronic device; and determining that the person'ss physical activity is less than the threshold and, in response, authorizing a proportional amount of the reward, the proportional amount being scaled based on the person'ss physical activity relative to the threshold; wherein authorizing the proportional amount of the reward comprises authorizing a battery charge of the electronic device, the authorized battery charge being less than a full charge of the battery.
3670 | Obstacle avoidance using mobile devices | Methods, systems, and products estimate distances to aid a visually impaired user of a mobile device. As the user carries the mobile device, a camera in the mobile device captures images of a walking cane. The images of the walking cane are analyzed to infer a distance between a tip of the walking cane and the mobile device. The distance may then used by navigational tools to aid the visually impaired user. | 1. A method, comprising: pairing a walking cane to a mobile smart phone; receiving, by the mobile smart phone, a cane identifier during the pairing, the cane identifier uniquely identifying the walking cane; querying, by the mobile smart phone, an electronic database for the cane identifier, the electronic database having electronic associations between parameters and cane identifiers including the cane identifier received during the pairing; retrieving, by the mobile smart phone, a length of the walking cane from the electronic database, the length electronically associated with the cane identifier; retrieving, by the mobile smart phone, an arm length from the electronic database, the arm length electronically associated with the cane identifier and describing a length of an arm of a visually impaired user of the mobile smart phone; receiving, by the mobile smart phone, a command sent from the walking cane, the command instructing the mobile smart phone to activate a camera; storing, by the mobile smart phone, an image of a tip of the walking cane; receiving, by the mobile smart phone, an orientation angle associated with the walking cane; and inferring, by the mobile smart phone, a distance from the tip of the walking cane to the mobile smart phone, the distance based on information in the image, the orientation angle, the length of the walking cane, and the arm length, wherein the distance is used to aid the visually impaired user of the mobile smart phone.
3671 | Dynamic beam aperture control to reduce radiation dose using collimator | A computed tomography (CT) apparatus including: an X-ray source configured to direct X-rays toward a detector assembly; a dynamic beam collimator fixed in space and configured to dynamically limit an X-ray beam directed toward an object of interest, the dynamic beam collimator including a plurality of leaflets to block a cone beam of X-rays impinging upon the dynamic beam collimator, wherein a subset of the plurality of leaflets opens and closes to block or allow a portion of the cone beam of X-rays to reduce or increase a solid angle of the cone beam, wherein the cone beam of X-rays with the reduced solid angle is directed toward a predetermined portion of the object of interest; and the detector assembly configured to detect the directed cone beam of X-rays on a side opposite to the X-ray source. | 1. A computed tomography (CT) apparatus to perform a CT scan with a reduced radiation dose, the apparatus comprising: an X-ray source configured to direct an X-ray fan beam toward a detector assembly with an object of interest situated between the X-ray source and the detector assembly, the X-ray source including an electron gun to generate an electron beam, a beam steering assembly to steer the electron beam, and a target ring to receive the steered electron beam and generate the X-ray fan beam; a dynamic beam collimator fixed with respect to the X-ray source and configured to dynamically modulate the X-ray fan beam directed toward the object of interest, the dynamic beam collimator comprising a plurality of leaflets to block the X-ray fan beam impinging upon the dynamic beam collimator, wherein the beam steering assembly steers the electron beam onto different points around the target ring and a subset of the plurality of leaflets opens and closes to block or allow a portion of the X-ray fan beam to modulate the X-ray fan beam by reducing or increasing a solid angle of the X-ray fan beam as the beam steering assembly steers the electron beam onto different points around the target ring, wherein the modulated X-ray fan beam is directed toward a predetermined portion of the object of interest; and the detector assembly configured to detect the modulated X-ray fan beam on a side of the object of interest opposite to the X-ray source after the modulated X-ray fan beam passes through the object of interest.
3672 | Mobile terminal operation controlled by proximity sensors and heart rate monitor | Provided is a mobile terminal. The mobile terminal includes: a display unit disposed at a front of the mobile terminal; a front proximity sensor disposed at the front of the mobile terminal; a back proximity sensor disposed at a back of the mobile terminal; and a control unit performing an operation by using a detection result of the back proximity sensor. | 1. A mobile terminal comprising: a display unit disposed at a front of the mobile terminal; a front proximity sensor disposed at the front of the mobile terminal; a back proximity sensor disposed at a back of the mobile terminal; and a control unit performing an operation by using a detection result of the back proximity sensor, wherein the back proximity sensor performs a role of a heart rate sensor, and wherein the control unit stores information on a user'ss heart rate measured by the back proximity sensor and controls an operation of a currently running application according to the user'ss heart rate.
3673 | Target for extreme ultraviolet light source | Techniques for forming a target and for producing extreme ultraviolet light include releasing an initial target material toward a target location, the target material including a material that emits extreme ultraviolet (EUV) light when converted to plasma; directing a first amplified light beam toward the initial target material, the first amplified light beam having an energy sufficient to form a collection of pieces of target material from the initial target material, each of the pieces being smaller than the initial target material and being spatially distributed throughout a hemisphere shaped volume; and directing a second amplified light beam toward the collection of pieces to convert the pieces of target material to plasma that emits EUV light. | 1. An extreme ultraviolet (EUV) light source comprising: a solid state laser configured to produce pulses of radiation, the pulses of radiation produced by the solid state laser comprising at least a first pulse of radiation; a second optical source configured to produce pulses of radiation, the pulses of radiation produced by the second optical source comprising at least a second pulse of radiation, the second pulse of radiation having a greater intensity than the first pulse of radiation; a vacuum chamber configured to receive a target material in an interior of the vacuum chamber, the target material comprising a material that emits EUV light when converted to plasma; and an optical element configured to direct the first pulse of radiation and the second pulse of radiation toward the interior of the vacuum chamber to, respectively, a first location in the interior of the vacuum chamber and a second, different location in the interior of the vacuum chamber, the first and second locations in the interior of the vacuum chamber being along a direction that is different from a direction of propagation of the first pulse of radiation and the second pulse of radiation in the interior of the vacuum chamber.
3674 | Mobile communication device and other devices with cardiovascular monitoring capability | A general-purpose mobile communication device, general-purpose computer user-interface device, and other non-health-related electronic devices with cardiovascular monitoring capability. Various aspects of the present invention may comprise a general-purpose mobile communication device (e.g., a cellular telephone, portable email device, personal digital assistant, etc.) comprising a communication interface module adapted to communicate with a general-purpose communication network, and at least one module operational to acquire cardiac information from a user of the general-purpose mobile communication device. The general-purpose communication device may, for example, comprise a cardiac sensor (e.g., electrodes) disposed on the mobile communication device, which may be utilized to acquire cardiac information during use of the mobile communication device. Various aspects of the present invention may also comprise a non-health related electronic device (e.g., a general-purpose mobile communication device, general-purpose user-interface device for a general-purpose computer, gaming controller, etc.) that, during normal non-health-related utilization, acquire, analyze and/or communicate user health-related information. | 1. A general-purpose mobile communication device (&quot;MCD&quot;) comprising: a communication interface module adapted to communicate speech of a user over a communication network; and at least one module operational to: detect use of the MCD for a voice call using the communication network; and in response to detecting use of the MCD for the voice call, initiate covert acquisition of cardiac information from the user of the MCD while the user is utilizing the MCD for the voice call, without initiation of said acquisition of cardiac information by the user, and without making the user aware of said acquisition of cardiac information.
3675 | Method and system for controlling supply of energy to an implantable medical device | A method and system for supplying energy to an electrically operable, medical device ( 100 ) implanted in ′ a patient. Wireless energy is transferred from an external energy source ( 104 ) located outside the patient to an internal energy receiver ( 102 ) located inside the patient and connected to the medical device. An internal control unit ( 108 ) determines an amount of energy currently required for the operation of said medical device. A control signal is transmitted to the external energy source, reflecting the required amount of energy. An external control unit ( 106 ) controls the amount of transferred energy in response to the control signal, by adjusting the energy transfer efficiency from the external energy source to the internal energy receiver. The energy transfer efficiency is adjusted by adjusting the position of a primary coil, serving as the external energy source, relative to an implanted secondary coil, serving as the internal energy source. | 1. A method of supplying energy to an electrically operable medical device implanted in a patient, Wherein wireless energy is transferred from an external energy source located outside the patient to an internal energy receiver located inside the patient, said internal energy receiver being connected to said medical device for directly or indirectly supplying received energy thereto, the method comprising the following steps: determining an amount of energy currently required for the operation of said medical device, transmitting, to said external energy source, a control siwlal from said medical. device or internal energy receiver reflecting said required amount of energy, transferring inductively from a primary coil in said external energy source to a secondary coil in said internal energy receiver, controlling the amount of transferred energy using an external control unit to in response to said control signal accurately controlling the amount of transferred energy to the implanted medical device, by adjusting the energy transfer efficiency from said external energy source to said internal energy receiver, where the correct amount of energy is always supplied to the medical device for proper operation thereof, repeatedly adjusting the energy transfer efficiency by adjusting the position of said primary coil relative to said secondary coil, and displacing the primary coil in at least one of a plurality of different directions relative to said secondary coil, using a coil displacement unit configured to displace the primary coil in the plurality of different directions.
3676 | Breathing and respiratory muscle training method and system | A software operated method/system for both breathing training and respiratory muscle training in which a user inhales and exhales via a mouthpiece through a hand-held breathing chamber so that pressure, time and direction of air breathed through the chamber is automatically measured. The breathing results are automatically processed and displaying on a remote screen as a real-time interactive graphic representing such air pressure, time and direction. The users base-line is established and a menu of training choices including interactive games is displayed. | 1. A software operated method for both breathing training and respiratory muscle training comprising the steps of: providing a breathing chamber having a mouthpiece whereby a user can inhale and exhale air through the chamber; automatically measuring pressure, time and direction of air breathed through the chamber; automatically processing and displaying on a remote screen, a real-time interactive graphic representing such air pressure, time and direction; automatically displaying from memory a test breathing routine to a user, measuring and displaying the test results and, subsequently determining and displaying, for user selection, at least one of a stored series of appropriate personal training routines of different difficulties on the screen in accordance with a test result, whereby the user can monitor personal breathing performance on a real time basis and perform personal training routines .
3677 | Method of manufacturing a sensor insole | A method for manufacturing a sensor insole includes connecting wires of force sensors to a printed circuit board. The printed circuit board and the force sensors are positioned on a felt layer in a predetermined configuration, and placed in the mold. A urethane foam is then injected into the planar internal cavity of the mold to form a sensor sheet that includes a urethane layer, the felt layer, and the printed circuit board and the force sensors positioned therebetween. | 1. A method for manufacturing a sensor insole, the method comprising the steps of: providing a printed circuit board that includes a processor and a memory; providing a plurality of force sensors, each having a wire for operably connecting the force sensor to the printed circuit board; operably connecting the wires of each of the force sensors to the printed circuit board; providing a felt layer; positioning the printed circuit board and the force sensors on the felt layer in a predetermined configuration; providing a mold that defines a planar internal cavity; positioning the felt layer in the mold; and injecting a urethane foam into the planar internal cavity of the mold to form a sensor sheet that includes a urethane layer, the felt layer, and the printed circuit board and the force sensors positioned therebetween.
3678 | Near field communication reader device, near field communication tag device, near field communication system and near field communication method | A near field communication reader device is provided including a transmitter to transmit a request to a near field communication tag device; wherein the request is formed according to a predetermined format including an identifier section for carrying a request identifier; a receiver to receive a response from the near field communication tag device; wherein the response is formed based on the request according to the predetermined format including the identifier section for carrying a response identifier; and a processor to generate the request identifier, to compare the request identifier with the response identifier and to accept the response as a valid response if the response identifier is different from the request identifier. A corresponding near field communication tag device, a near field communication system and a near field communication method are provided as well. | 1. A near field communication reader device comprising: a transmitter to transmit a request message to a near field communication tag device, the request message being formed according to a predetermined format, the request message including an identifier section in which an identifier that identifies the request message is disposed; a receiver to receive a response message from the near field communication tag device, the response message being formed based on the request message according to the predetermined format, and the response message including an identifier section in which an identifier that identifies the response message is disposed; and a processor to generate the identifier that identifies request message, compare the identifier that identifies the request message with the identifier that identifies the response message, wait until a response message is received that has an identifier that is different from the identifier that identifies the request message in order to identify the response message that has the identifier that is different from the identifier of the request message as valid, wherein the processor generates identifiers of request messages as arithmetic sums of a same constant value and identifiers of received response messages.
3679 | Simulator tool for physical exercise device | A method, apparatus, and computer program for simulating a sensor device are disclosed. According to an embodiment, the method comprises: executing a simulator program capable of simulating operation of a plurality of exercise sensor devices; selecting a subset of the plurality of exercise sensor devices for simulation, said subset comprising simulated at least one exercise sensor device; establishing a wireless communication link with a counterpart apparatus of a user according to a communication protocol supported by the simulated at least one exercise sensor device; generating measurement data representing measurement data generated by said simulated at least one exercise sensor device; and testing compatibility between the simulated at least one exercise sensor device and the counterpart apparatus by outputting a parameter dependent on the generated measurement data to the display screen for display and to the counterpart apparatus over the communication link in a data structure used by the simulated at least one exercise sensor device. | 1. A method comprising: executing, in a personal computer apparatus comprising at least one processor, at least one memory including a computer program code, and a display screen, a simulator program capable of simulating operation of a plurality of exercise sensor devices; selecting, by the personal computer apparatus, a subset of the plurality of exercise sensor devices for simulation, said subset comprising simulated at least one exercise sensor device; establishing, in the personal computer apparatus, a wireless communication link with a counterpart apparatus of a user according to a communication protocol supported by the simulated at least one exercise sensor device; generating, in the personal computer apparatus, measurement data representing measurement data generated by said simulated at least one exercise sensor device; and testing compatibility between the simulated at least one exercise sensor device and the counterpart apparatus by outputting, by the personal computer apparatus, a parameter dependent on the generated measurement data to the display screen for display and to the counterpart apparatus over the communication link in a data structure used by the simulated at least one exercise sensor device.
3680 | Method for controlling an EUV source | A method for triggering a resonant charging circuit for a device for generating short-wavelength radiation based on discharge plasma is described. Switching times of the resonant charging circuit are determined in a non-time-critical method segment by simulation and are stored to be repeatedly retrievable. Measurement values of the resonant charging circuit are determined in real time in a time-critical method segment. At least one second switching time (t 2 ) at which a discharging switch of the resonant charging circuit is triggered in order to supply at a firing time (t 3 ) a discharge voltage (Uwanted), and the firing time (t 3 ) are calculated. The device has a first input unit, a first simulation unit, a first regression unit, a first measurement value unit, a first evaluation unit and a control unit for triggering a discharging switch of the resonant charging circuit. | 1. A method for triggering a resonant charging circuit for a device for generating short-wavelength radiation based on a pulsed discharge plasma, the method comprising: determining switching times of the resonant charging circuit in a non-time-critical method segment (I) by simulation; storing values of the switching times to be repeatedly retrievable; determining measurement values of the resonant charging circuit in real time in a time-critical method segment; determining at least one second switching time (t 2 ) at which a discharging switch of the resonant charging circuit is triggered to supply a discharge voltage (Uwanted) for generating the discharge plasma, and calculating the firing time (t 3 ) at which a discharge plasma at the discharge voltage (Uwanted) is generated; and triggering the resonant charging circuit; further comprising the following steps in the non-time-critical method segment (I): A1) providing input values; B1) simulating values comprising at least one firing time (t 3 simul) and a desired discharge voltage (Uwanted simul) of a charging capacitor (C) by means of simulation for every combination of input values; C1) forming an input matrix from all of the combinations of input values and the respective simulated values; D1) converting the input matrix and forming switching times (t 2 simul) in a result matrix, the switching times (t 2 simul) being selected from the input matrix for triggering a charging switch serving to charge the charging capacitor (C) and for triggering the discharging switch; and E1) determining a relationship between the converted input matrix and the result matrix and retrievably storing the mathematical relationship in the form of a coefficient matrix.
3681 | Apparatus and method for a protective cover and grip for smart phones and tablet computer devices | A protective cover for a handheld electronic device such as a smart phone and a tablet computer, with a display screen side, a backside, and surrounding edges has a set of u-shape clips attachable to the surrounding edges and are positioned on at least four corner edges of the device. A plurality of stretch fabric straps anchored to the set of clips and positioned across the backside of the device, wherein the clips and the straps function as a protective cover and handgrip for the device. | 1. A protective cover for a handheld electronic device such as a smart phone and a tablet computer, with a display screen side, a backside, and surrounding edges, comprising: a. a set of u-shape clips attachable to the surrounding edges and are positioned on at least four corner edges of the device, the clips have shock absorbing mechanisms on multiple sides, the shock absorbing mechanisms include a plurality of shock absorbing buttons and dot protrusions; b. a plurality of stretch fabric straps anchored to the set of clips and positioned across the backside of the device, the clips and the straps protect the device from damage in an accidental fall of the device.
3682 | Noise reduction apparatus and method, and program | A noise reduction apparatus includes a microphone that picks up a noise from surroundings of a casing, a cancellation signal generating section that generates a cancellation signal for reducing the noise from surroundings, by applying filtering to a signal picked up by the microphone, a predicted signal computing section that computes a predicted signal by predicting a noise from surroundings leaking into the casing, on a basis of the signal picked up by the microphone, an additional-signal control section that generates an additional signal for improving a listening feel of an actual residual noise, on a basis of a predicted residual noise obtained by adding the cancellation signal and the predicted signal, and an addition/output section that adds and outputs the additional signal and the cancellation signal. | 1. A noise reduction apparatus, comprising: a microphone that picks up a noise from surroundings of a casing; a cancellation signal generating section that generates a cancellation signal for reducing the noise from surroundings, by applying filtering to a signal picked up by the microphone; a predicted signal computing section that computes a predicted signal by predicting a noise from surroundings leaking into the casing, on a basis of the signal picked up by the microphone; an additional-signal control section that generates an additional signal for improving a listening feel of an actual residual noise, wherein the additional signal is based on a predicted residual noise obtained by adding the cancellation signal and the predicted signal, wherein the actual residual noise is a result of the filtering of the signal picked up by the microphone; and an addition/output section that adds and outputs the additional signal and the cancellation signal.
3683 | Wearable device with overlapping ends coupled by magnets | A wearable device is provided with a wearable device structure. The wearable device has a first end and a second end, each with a plurality of magnets. The first and second ends are coupled by overlapping at least a portion of the first end magnets to at least a portion of the second end magnets. A distance between the overlapped magnets on the first end to magnets of the second end is 0.1 to 10 mm. ID circuitry is provided at a surface or an interior of the wearable device. | 1. A wearable device, comprising: a wearable device structure, the wearable device including a first end and a second end; a plurality of magnets at the first end and a plurality of magnets at the second end; the first and second ends being coupled by overlapping at least a portion of the first end magnets to at least a portion of the second end magnets, with a distance between overlapped magnets on the first end to magnets of the second end being 0.1 to 10 mm; an electronic device coupled to the wearable device structure, the electronic device including, one or more haptic device sensors that accepts input from the user based on haptic motion, a payment activity manager configured to receive from a user payment configuration parameters for each of a designated third party to receive payments, the payment activity manager including a designated third party payment data base that includes designated third party settings with third party IP addresses, payment sources for each of a designated third party, and method of payment, the payment activity manager performing a comparison for each of a designated third party to receive a payment and perform a security check on that designated third party, the payment activity manager performing an authentication of a designated third party for a payment and a tracking of payments for each of a payment transaction to the one or more designated third parties including an initiation of a payment and a conclusion of a payment from the user, the payment activity manager associating one or more transaction contexts of a designated third party payment prior to payment, the payment activity manager configured to adjust payment settings made by the user or requested by a designated third party to receive payments, the payment activity manager configured to manage payments that are designated to be calendared as being calendared and also configured to analyze user payment activities and generate reports relative to each of a payment, user payment activities and verification that a payment has been made; and ID circuitry is provided at the wearable device or at the electronic device.
3684 | Range gated radio frequency physiology sensor | A sensor for physiology sensing may be configured to generate oscillation signals for emitting radio frequency pulses for range gated sensing. The sensor may include a radio frequency transmitter configured to emit the pulses and a receiver configured to receive reflected ones of the emitted radio frequency pulses. The received pulses may be processed to detect physiology characteristics such as motion, sleep, respiration and/or heartbeat. In some embodiments, the sensor may employ a circuit including a pulse generator configured to generate signal pulses. The circuit may also include a dielectric resonator oscillator configured to generate a radio frequency oscillating signal. A switched oscillation circuit may be coupled to the pulse generator and the dielectric resonator oscillator. The switched circuit may be configured to generate a pulsed radio frequency oscillating signal for emitting the radio frequency pulses. | 1. A circuit for generating signals to produce radio frequency pulses for range gated physiology sensing, the circuit comprising: a pulse generator configured to generate signal pulses; a dielectric resonator oscillator configured to generate a radio frequency oscillating signal; a switched amplifier circuit coupled to the pulse generator and the dielectric resonator oscillator, the switched amplifier circuit configured to generate a pulsed radio frequency oscillating signal in accordance with the signal pulses and radio frequency oscillating signal; and an antenna feed coupled with an output of the switched amplifier circuit to accept the pulsed radio frequency oscillating signal and emit radio frequency pulses in accordance with the pulsed radio frequency oscillating signal via an antenna.
3685 | Electronic device | An electronic device is an electronic device that measures biological information. The electronic device includes a biological-information sensor section configured to measure the biological information and an armor case configured to house the biological-information sensor section. The armor case includes a case main body section and a rear lid section. One surface of the case main body section is integrally molded with a windshield and the other surface of the case main body section is formed of a transparent member in which an opening section is formed. The rear lid section is attached to the case main body section to close the opening section and at least a part of the rear lid section is formed of a transparent member. | 1. An electronic device that measures biological information, the electronic device comprising: a biological-information sensor section configured to measure the biological information; and an armor case configured to house the biological-information sensor section, wherein the armor case includes: a case main body section; a rear lid section; and a gasket provided between the case main body section and the rear lid section, one surface of the case main body section is integrally molded with a windshield and the other surface of the case main body section is formed of a transparent member in which an opening section is formed, and the rear lid section is attached to the other surface of the case main body section to close the opening section and at least a part of the rear lid section is formed of a transparent member; and a protector provided over a top surface and a part of a side surface of the case main body section; the transparent member of the rear lid is surrounded by a light-guide control section protruded along a direction from the rear lid section to the case main body.
3686 | Projection image generation apparatus, program and method | A structure extraction element obtains three-dimensional structure extraction data by extracting a tubular structure from volume data obtained by imaging a predetermined subject. A relating element relates positions on paths of a two-dimensional template representing a schematic diagram of a three-dimensionally branching tubular structure obtained by imaging a predetermined subject and positions on paths of the three-dimensional structure extraction data to each other. A projection image generation element generates a two-dimensional projection image by projecting voxel values of the tubular structure that is present on the paths of the three-dimensional structure extraction data onto corresponding positions on the paths of the two-dimensional template. | 1. A projection image generation apparatus comprising: a two-dimensional template storage that stores a two-dimensional template that two-dimensionally represents a schematic diagram of each path of a tubular structure composed of a plurality of three-dimensionally branching paths, and in which a corresponding relationship of anatomical positions between positions on the paths of the tubular structure and positions on paths of the two-dimensional template has been set in advance, the two dimensional template being that in which plural reference points are set in advance as branching positions on the path of the tubular structure and paths connecting the reference points are set in advance; one or more processors that operate as a structure extraction unit that obtains three-dimensional structure extraction data by extracting the tubular structure from volume data obtained by imaging a predetermined subject, and a relating unit that relates, based on the corresponding relationship, the positions on the paths of the two-dimensional template and the positions on the paths of the three-dimensional structure extraction data to each other; and a projection image generator that generates a two-dimensional projection image by projecting voxel values of the tubular structure, where the voxel values are present along the paths of the three-dimensional structure extraction data, onto corresponding positions along the paths of the two-dimensional template, the projection image generator including a first projector that projects the voxel values of the tubular structure of the three-dimensional structure extraction data onto a ribbon-shaped projection surface defined along the paths of the three-dimensional structure extraction data in three-dimensional space, and a second projector that performs projection after transforming an image that has been projected onto the ribbon-shaped projection surface by the first projector to a shape on a corresponding path of the two-dimensional template so that the positions on the paths of the three-dimensional structure extraction data and the reference points of the two-dimensional template coincide with each other.
3687 | Laser modulation for coagulation | An apparatus has a pump module providing pump energy, a resonator and a controller. The resonator includes a gain medium receiving the pump energy from the pump module and producing light; reflective surfaces reflecting light produced by the gain medium back toward the gain medium; and a variable light attenuator receiving light produced by the gain medium. The controller controls the amount of light attenuated by the variable light attenuator such that the apparatus emits windows of pulses of laser light at spaced time intervals, each window containing a plurality of pulses of laser light and each interval between windows being larger than an interval between pulses within a window. The emitted windows of pulses of laser light heat tissue to a temperature that causes coagulation without vaporization. | 1. A medical laser system comprising: a pump module providing a pump energy; a resonator comprising: a gain medium receiving the pump energy and producing a light; at least two at least partially reflective surfaces reflecting the light produced by the gain medium back toward the gain medium; a variable light attenuator receiving the light produced by the gain medium; and a controller that provides a first driver signal to the variable light attenuator to control an amount of the light attenuated by the variable light attenuator such that the system emits a first laser light including a plurality of windows of laser light at spaced time intervals, each of the plurality of windows containing a plurality of pulses of laser light, wherein an interval between each of the plurality of windows is larger than an interval between each of the plurality of pulses, and each successive one of the plurality of pulses has a magnitude greater than a magnitude of a preceding one of the plurality of pulses.
3688 | Behind-the-ear (BTE) prosthetic device with antenna | A BTE prosthetic device for use in a medical system or prosthesis comprises a connector configured to mechanically attach an auxiliary device of the system to the BTE prosthetic device. The connector is electrically connected to an transceiver of the BTE prosthetic device. The connector operates as an electromagnetic antenna for transmitting and/or receiving signals between the BTE prosthetic and other components of the medical system. | 1. A hearing device, comprising: a first portion configured to be arranged at a head of a user and to provide a signal to a second portion; the second portion configured to be arranged in an ear or an ear canal of the user and to provide acoustic output to the user, the second portion including a transducer for converting the signal into the acoustic output; an antenna for wireless communication, the antenna comprising an electrically conducting element; and a coupling element coupling the first portion and the second portion, the coupling element comprising the electrically conducting element, wherein the electrically conducting element is at least a part of the antenna that is configured for electromagnetic signal emission and/or electromagnetic signal reception.
3689 | Determining and forecasting end of life for an implantable medical device having a rechargeable battery | An algorithm programmed into the control circuitry of a rechargeable-battery Implantable Medical Device (IMD) is disclosed that can quantitatively forecast and determine the timing of an early replacement indicator (tEOLi) and an IMD End of Life (tEOL). These forecasts and determinations of tEOLi and tEOL occur in accordance with one or more parameters having an effect on rechargeable battery capacity, such as number of charging cycles, charging current, discharge depth, load current, and battery calendar age. The algorithm consults such parameters as stored over the history of the operation of the IMD in a parameter log, and in conjunction with a battery capacity database reflective of the effect of these parameters on battery capacity, determines and forecasts tEOLi and tEOL Such forecasted or determined values may also be used by a shutdown algorithm to suspend therapeutic operation of the IMD. | 1. Circuitry for a medical device, comprising: a rechargeable battery; control circuitry configured to configured to implement an algorithm, wherein the algorithm is configured to: estimate a capacity of the battery at different points in time during operation of the medical device, store the estimated capacities and their associated times in the medical device, and forecast and/or determine an end of life of the medical device by deriving a function of battery capacity versus time using the stored estimated capacities and their associated times.
3690 | Charger alignment in an implantable medical device system employing reflected impedance modulation | The disclosed means of determining alignment between an external charger and an implantable medical device (IMD) involves the use of reflected impedance modulation, i.e., by measuring at the external charger reflections arising from modulating the impedance of the charging coil in the IMD. During charging, the charging coil in the IMD is pulsed to modulate its impedance. The difference in the coil voltage (ΔV) produced at the external charger as a result of these pulses is assessed and is used by the external charger to indicate coupling. If the magnitude of ΔV is above a threshold, the external charger considers the coupling to the IMD to be adequate, and an alignment indicator in the external charger is controlled accordingly. The magnitude of Vcoil can be assessed in addition to ΔV to determine alignment with the IMD with improved precision, and/or to further define a high quality alignment condition. | 1. A system, comprising: an implantable medical device, comprising: a first coil configured to receive a magnetic field for providing power to the implantable medical device; and at least one switch configured to modulate an impedance of the first coil during receipt of the magnetic field; and an external charger, comprising: a second coil configured to produce the magnetic field; an alignment detector configured to measure an electrical parameter of the second coil and to assess at least a magnitude of the measured electrical parameter and a magnitude of a change in the measured electrical parameter caused by modulation of the impedance of the first coil; and at least one alignment indicator configured to indicate the alignment between the external charger and the implantable medical device based upon the magnitude of the measured electrical parameter and the magnitude of the change in the measured electrical parameter.
3691 | Sensor-based athletic activity measurements | Determining pace or speed based on sensor data may include determining an amount of contact time a user's foot has with a workout surface such as the ground. Contact time may be determined by identifying samples in the sensor data that correspond to various events such as a heelstrike, a toe-off and a subsequent heelstrike. In one example, these events may be identified by determining a sequence of three sample values (e.g., a triplet) that exceeds corresponding thresholds. The validity of an identified triplet (e.g., heelstrike, toe-off and heelstrike) may be confirmed by determining whether a difference between a last event sample and a middle event sample is greater than a difference between the middle event sample and an initial event sample. Once confirmed, a contact time may be determined from the triplet. A linear or non-linear relationship may then be applied to the contact time to determine a speed or pace. | 1. A method comprising: receiving a signal generated by a foot-based sensor during athletic activity performed by a user, wherein the signal comprises a plurality of samples; processing the signal based on a rolling standard deviation; identifying, from the rolling standard deviation processed signal, a sequence of three samples in the signal that corresponds to a physical foot-step taken by the user, wherein the sequence of three samples includes a first heelstrike sample, a toe-off sample and a second heelstrike sample; determining a pace of the user based on an elapsed time between at least two of the first heelstrike, toe-off and second heelstrike samples; and responsive to having received a user request to determine a pace during the athletic activity, providing the determined pace to a user display device.
3692 | Interventive-diagnostic device | Apparatus for improving health of a user is provided, including a first sensor, adapted to measure a first physiological variable, which is indicative of a voluntary action of the user. A second sensor is adapted to measure a second physiological variable, which is substantially governed by an autonomic nervous system of the user. Circuitry is adapted to receive respective first and second sensor signals from the first and second sensors, and, responsive thereto, to generate an output signal which directs the user to modify a parameter of the voluntary action. | 1. A method for inducing a modification of a physiological variable of a user, comprising: providing the user with an electronic game having a game parameter, the game parameter is configured to be indicative of a score associated with a performance of the user; presenting a guiding game feature, comprising a modifiable guiding-stimulus configured to continuously guide a respiratory activity of the user throughout the game; obtaining from a sensor a signal indicative of the respiratory activity of the user; analyzing the signal to obtain respiratory characteristics of the user, and evaluate the respiratory activity of the user; introducing an intervening game feature, comprising an intervening-stimulus configured to provoke a physiological response in the user; detecting and assessing, from the evaluated respiratory activity, a respiratory activity reaction to the intervening game feature; and modifying the game parameter based on the evaluation of the respiratory activity reaction, wherein the guiding-stimulus of the guiding game feature is modified based on the game parameter, the respiratory characteristics of the user, the intervening stimulus of the intervening game feature and/or the respiratory activity reaction, and a pattern of the guiding stimulus is determined for synchronizing the respiratory activity of the user with the guiding stimulus and for inducing changes to the respiratory activity and/or respiratory characteristics of the user, wherein the performance of the user is determined based on changes in the respiratory activity and/or respiratory characteristics of the user and a synchronization between the respiratory activity of the user with the guiding stimulus, in response to the intervening game feature, wherein the physiological response is associated with changes in the respiratory activity.
3693 | Mode splitter/combiner for noise figure minimization and control of power in RF coil arrays | A magnetic resonance (MR) system ( 10 ) minimizes noise for modes of an array of coils ( 26 1 , 26 2 , . . . , 26 n). The system ( 10 ) includes an array of coils ( 26 1 , 26 2 , . . . , 26 n) in which the coils of the array ( 26 1 , 26 2 , . . . 26 n) share impedances. A splitter/combiner ( 30 ) receives a plurality of signals (S1; S2, . . . , Sn) from each of the coils ( 26 1 , 26 2 , . . . , 26 n) and converts the plurality of signals (S1; S2, . . . , Sn) to a plurality of signals (S1; S2, . . . , Sn) which are compensated for the shared impedance. The splitter/combiner ( 30 ) splits the received signals (S1; S2, . . . , Sn) into components and combines components of like frequency and/or phase to create the impedance compensated signals (S1; S2, . . . , Sn). Each impedance compensated signal is amplified by a corresponding preamplifier ( 38 1 , 38 2 , . . . , 38 n). | 1. A magnetic resonance (MR) system with noise figure minimization for modes of an array of coils, said system comprising: an array of coils including at least two coils which share impedance; a splitter/combiner receiving a plurality of signals from the array or a plurality of signals that are to be transmitted by the array and converting the plurality of signals to a plurality of compensated signals, wherein the compensated signals are compensated for the shared impedance; and, a plurality of preamplifiers receiving the plurality of compensated signals from the splitter/combiner; wherein impedance of the splitter/combiner is optimized to move eigenmode resonant frequencies to single coil resonant frequencies.
3694 | Head mounted display, motion detector, motion detection method, image presentation system and program | Disclosed herein is a head mounted display including: an enclosure accommodating a presentation section adapted to present a three-dimensional image and located in front of the eyes of a viewer when worn on the head of the viewer; and an imaging element provided in the enclosure and adapted to turn light external to the enclosure into an image, in which the imaging element images light that is vertically downward relative to the enclosure and forward in the direction of line of sight of the viewer when the enclosure is worn on the head of the viewer. | 1. A head mounted display comprising: an enclosure accommodating a presentation section adapted to present a three-dimensional image and located in front of eyes of a viewer when worn on a head of the viewer; a torso fastened imaging device configured for electronic communication with said presentation section, wherein the torso fastened imaging device images a subject including light radiated by a light emitting element of the enclosure; an imaging element provided in the enclosure and adapted to turn light external to the enclosure into an image, wherein the light is in at least one of an invisible range and a visible range and is emitted by a light-emitting element attached to a grip section gripped by the viewer and that moves along with a motion of the viewer'ss hand, and the imaging element images the light that is vertically downward relative to the enclosure and forward in a direction of a line of sight of the viewer when the enclosure is worn on the head of the viewer; and a hand tracking block adapted to track a change in position of the light-emitting element by analyzing the image captured by the imaging element.
3695 | Ophthalmic lens system capable of communication between lenses utilizing a secondary external device | The present invention comprises an ophthalmic lens system capable of wireless communication through utilization of an external device, wherein the ophthalmic lens system comprises a first ophthalmic lens on a first eye and a second ophthalmic lens on a second eye, wherein the lenses may be configured to wirelessly communicate with each other by transmitting and receiving data through an external device. More particularly, in some embodiments, the external device may comprise electronic components with more computational power and energization capabilities than the ophthalmic lenses. | 1. An ophthalmic lens system capable of wireless communication through utilization of an external device, the ophthalmic lens system comprising: a first ophthalmic lens wearable on a first eye for wirelessly communicating with the external device, wherein the first ophthalmic lens comprises: a first lens transmitter, a first lens receiver, a first lens processor in electrical communication with the first lens transmitter and the first lens receiver, and a first soft lens portion for placement on the first eye and encapsulation of at least a portion of one or more the first lens transmitter, the first lens receiver, and the first lens processor, and wherein the external device comprises a device power source, a device transmitter, a device receiver, and a device processor in electrical communication with the device power source, the device transmitter, and the device receiver; and a second ophthalmic lens wearable on a second eye wirelessly communicating with one or both the first ophthalmic lens and the external device, wherein the second ophthalmic lens comprises: a second lens transmitter, a second lens receiver, a second lens processor in electrical communication with the second lens transmitter and the second lens receiver, and a second soft lens portion for placement on the second eye and encapsulation of at least a portion of one or more the second lens transmitter, the second lens receiver, and the second lens processor, and wherein the device processor is configured for more computational power than one or both the first lens processor and the second lens processor, wherein the first ophthalmic lens, the second ophthalmic lens and the external device communicate with each other such that the first and second ophthalmic lenses perform one or more coordinated functions.
3696 | System for convergence of alarms from medical equipment | A device for processing alarms includes a processor and a computer-readable medium storing instructions which, when executed by the processor, cause the processor to perform various operations. The operations include receiving a first alarm from a first diagnostic device and determining a location associated with a first user. When the location associated with the first user is determined to be proximate to a device, the operations further include presenting a first verbal alert indicating that the first diagnostic device is presenting the first alarm. When the location associated with the first user is determined to be not proximate to the device, the operations further include sending a first notification message to a first mobile device of the first user indicating that the first diagnostic device is presenting the first alarm. | 1. A device, comprising: a processor; and a computer-readable medium storing instructions which, when executed by the processor, cause the processor to perform operations, the operations comprising: receiving a first alarm from a first diagnostic device; determining a location associated with a first user; when the location associated with the first user is determined to be proximate to the device, presenting a first verbal alert indicating that the first diagnostic device is presenting the first alarm; and when the location associated with the first user is determined to be not proximate to the device, sending a first notification message to a first mobile device of the first user indicating that the first diagnostic device is presenting the first alarm.
3697 | Chopper mixer telemetry circuit | This disclosure describes a chopper mixer telemetry circuit for use in a wireless receiver. The receiver may be located in an implantable medical device (IMD) or external programmer. The chopper mixer telemetry circuit may include a mixer amplifier that operates as a synchronous demodulator to provide selective extraction of wireless signals received from a transmitter while suppressing out-of-band noise that can undermine the reliability of the telemetry link between an IMD or programmer and another device. The mixer amplifier may utilize parallel signal paths to convert the received telemetry signal into an in-phase (I) signal component and a quadrature (Q) signal component and recombine the I and Q signal components to reconstruct the total signal independently of the phase mismatch between the transmitter and receiver. Each signal path may include a chopper-stabilized mixer amplifier that amplifies telemetry signals within a desired band while suppressing out-of-band noise. | 1. A wireless receiver comprising: a first mixer amplifier that receives a telemetry signal modulated at a clock frequency, amplifies the telemetry signal to produce a first amplified signal, demodulates the first amplified signal at the clock frequency to produce a first demodulated signal, and extracts a portion of the first demodulated signal to produce a first output signal; a second mixer amplifier that receives the same telemetry signal as the first mixer amplifier, amplifies the telemetry signal to produce a second amplified signal, demodulates the second amplified signal at the clock frequency to produce a second demodulated signal that is approximately 90 degrees out of phase with the first demodulated signal, and extracts a portion of the second demodulated signal to produce a second output signal; and circuitry that produces a third output signal based on the first and second output signals.
3698 | Guided system for resetting embedded anxious and traumatic reactions | A method facilitates a participant to reduce or eliminate anxiety over-reactions. A program application is used to collect, assess and store responses from inquiry of said participant's history of significant events. The participant is given a set of directions. The participant is presented with a significant temperature change to said participant's body or a portion thereof for a period of time while using said directions and a means for recording data from sensors or from said participant. | 1. A system comprising one or more processors, memory and/or storage, said one or more processors, memory and/or storage containing programming instructions for the system to: receive a participant'ss history of emotional events; arrange the events in sets of common themes; create directions sets to guide the participant; print or send the directions to an application for the participant'ss usage; receive sensed temperature data for a tub; deliver directions identifying particular said emotional events of the participant; and control a temperature of the tub to correspond to respective temperatures associated with the emotional events, wherein the system further comprises an interface device having: a single or plurality of sensors to measure said temperature data for the tub; a single or plurality of sound devices to play and record audio signals; and a single or plurality of input sensors and outputs of the directions to interact with the participant regarding steps completed and the directions given, wherein the program instructions further provide for the system to: record the participant'ss experience and observations of their body'ss reactions; play background meditative music; direct the participant to immerse in the tub of water having a significant temperature difference to the participant'ss normal body temperature; direct the participant to re-live the emotional events; direct the participant to rest from the exposure to the temperature change for a period of time; and direct the participant to rest for a final period from one minute to about 60 minutes.
3699 | Health data collecting system and semiconductor device | Conventionally, people have to go to the place where a measurement instrument for health data is, to obtain health data and the like. Further, even when using a portable measurement instrument, people have to manage data by themselves, thus health data cannot be managed rapidly. According to the invention, a modulating circuit, a demodulating circuit, a logic circuit, a sensor circuit, and an antenna circuit are provided over an insulating substrate, thereby data sensed by the sensor circuit is transmitted wirelessly. According to the invention, health data on the living body (for example a human body) is sensed and can be rapidly detected. | 1. A semiconductor device comprising: a circuit comprising a plurality of transistors and an insulating film over and in contact with the plurality of transistors; and an antenna over the insulating film, wherein the whole of the antenna overlaps the insulating film, wherein at least a part of the antenna overlaps at least one of the plurality of transistors, and wherein the circuit comprises at least one of a logic circuit, a modulating circuit, and a sensor circuit.
3700 | Systems and methods for supplying power to and cooling dental laser systems | A dental laser system is configured to provide high peak laser power, low duty cycle laser pulses, yielding a low average laser power and thus a reduced need for cooling. The laser power system may be configured to provide the electrical power required to produce the low average laser power and not the high peak laser power, and may include a capacitor bank section configured to provide the electrical power needed to produce the high peak power laser pulses. The cooling system may be configured to provide laser cooling for the low average power level and thus may not require a refrigeration unit. | 1. A laser system comprising: a laser for generating a pulsed laser beam; a controller configured to trigger the laser at a specified peak output laser power and at an average output laser power of less than approximately 50% of the specified peak output laser power; a power source supplying input laser power to the laser and rated at less than input laser power corresponding to the specified peak output laser power; and a capacitor bank comprising at least one capacitor and configured for charging the at least one capacitor from the power source and for delivering to the laser at least a portion of an input laser power corresponding to the specified peak output laser power during an ON duration of a pulse.
3701 | Cross-correlated digital wireless communication system | Communication methods for receiving and demodulating in mobile devices signals from multiple locations and for providing baseband position finder signal. Providing in a first cross-correlator and filter cross-correlated in-phase and quadrature-phase filtered baseband signals from a digital input signal and in a second cross-correlator spread spectrum signals from a voice input signal. Providing Orthogonal Frequency Division Multiplex (OFDM) signal from a video input signal. Combining baseband position finder signal with one or more of cross-correlated in-phase and quadrature-phase filtered baseband signals, or cross-correlated in-phase and quadrature-phase spread spectrum baseband signals, or OFDM baseband signal, into a combined baseband signal and modulating and transmitting combined signal. Touch screen control signal for control of mobile devices. | 1. A communication method for comprising the steps of: receiving and demodulating in a mobile device one or more modulated signals into a location finding baseband signal; processing a photo camera signal in said mobile device into a processed photo camera signal; incorporating said location finding baseband signal into said processed photo camera signal to provide a location based photo camera baseband signal; processing said location based photo camera baseband signal in a first cross-correlator into cross-correlated in-phase and quadrature-phase location based photo camera baseband signals; modulating said cross-correlated signals in a modulator into a cross-correlated modulated signal and transmitting in said mobile device said cross-correlated modulated signal; processing a voice signal in said mobile device, in a second cross-correlator and spread spectrum processor into cross-correlated in-phase and quadrature-phase spread spectrum baseband voice signals; modulating said cross-correlated baseband voice signals in a modulator into a voice modulated signal and transmitting in said mobile device said voice modulated signal; processing a video signal in said mobile device, in a Orthogonal Frequency Division Multiplex (OFDM) processor into OFDM baseband video signal; modulating said OFDM baseband video signal in a modulator into a video modulated signal and transmitting in said mobile device said video modulated signal; and using a touch screen control signal, said touch screen control signal is generated by touching the screen of said mobile device, said touch screen control signal is used for control of said mobile device.
3702 | Computational methods and systems for reporting information regarding appurtenances to wound dressings | Computational systems and methods for reporting information regarding appurtenances to wound dressings are described. A system can include an appurtenance to a wound dressing, including a substrate, a transmission unit, a selectively activated switch, and a projection of a size and shape to extend into an interior region of a wound dressing and configured to sample a fluid associated with a wound; a local unit, including a receiver configured to receive signals from the transmission unit, a transmitter configured to send signals to the transmission unit, a processor, non-volatile memory, and a power source; and a central assembly, including a processor, a receiver configured to receive signals from the local unit, and at least one user interface. | 1. A method of monitoring an appurtenance on a wound dressing, comprising: transmitting a first signal configured to be received by the appurtenance on the wound dressing, the appurtenance including a region extending into an interior region of the wound dressing at a selected depth which samples a fluid associated with a wound; receiving a first appurtenance signal from the appurtenance, the first appurtenance signal from the appurtenance modulated by the fluid contacting an antenna of the appurtenance when a moisture level of the wound dressing is at a level sufficient to cause the fluid to contact the antenna, wherein the first appurtenance signal includes information related to the wound or wound dressing; associating a first time point with the receipt of the first appurtenance signal from the appurtenance; transmitting a second signal configured to be received by the appurtenance; receiving a second appurtenance signal from the appurtenance, the second appurtenance signal from the appurtenance modulated by the fluid contacting the antenna of the appurtenance when the moisture level of the wound dressing is at the level sufficient to cause the fluid to contact the antenna, wherein the second appurtenance signal includes information related to the wound or wound dressing; associating a second time point with the receipt of the second appurtenance signal; comparing the second appurtenance signal from the appurtenance with the first appurtenance signal from the appurtenance to form a signal comparison; comparing the signal comparison with a preset table; and activating an indicator in accord with the preset table.
3703 | Magnetic shielding device and magnetic shielding method | A magnetic shielding device includes: a passive shield having an inner space; a first coil that cancels a magnetic field entering in the inner space; a first magnetic sensor that measures the magnetic field entering in the inner space; a second magnetic sensor located in a position farther from the first coil than the first magnetic sensor; and a controller that controls the first coil so that a gradient between a first magnetic field measured by the first magnetic sensor and a second magnetic field measured by the second magnetic sensor be less than a predetermined threshold. | 1. A magnetic shielding device, comprising: a passive shield housing having an inner space and first and second openings, the passive shield housing extending in a first direction, the first and second openings being located at two ends of the Passive shield housing in the first direction; a first coil that is provided around the first opening in which a first magnetic field exists; a second coil that is provided around the second opening in which a second magnetic field exists; a third coil that is provided inside of the inner space between the first and second coils; a driving circuit that applies a first current to the first and second coils to respectively cancel the first and second magnetic fields and that applies a second current to the third coil; a first magnetic sensor that measures the first magnetic field so as to output a first value corresponding to the first magnetic field; a second magnetic sensor located at inside of the inner space between the first and second openings so that the second magnetic sensor is closer to a center of the inner space than the first magnetic sensor, the second magnetic sensor outputting a second value corresponding a third magnetic field; and a controller that is configured to calculate a magnetic field gradient between the first and second magnetic sensors based on the first and second values and a distance between the first and second magnetic sensors in the first direction, wherein when the controller determines that the magnetic field gradient is equal to or less than a predetermined value, the controller applies the first current to the first and second coils and the second current to the third coil, and when the controller determines that the magnetic field gradient is more than the predetermined value, the controller changes one of the first current and the second current to a different current.
3704 | Fishing statistics display | Various implementations described herein are directed to a method for displaying fishing statistics. The method may include displaying a path traveled by a fisherman or marine vessel. The path may be recorded using a positioning system. The method may include displaying fishing statistics along the path. | 1. A method for displaying fishing statistics on a marine electronics device, the method comprising: receiving at the marine electronics device, from a wearable device used by a fisherman, fishing data corresponding to one or more fishing statistics that occurred during a fishing trip in a marine vessel on a body of water, wherein the one or more fishing statistics comprise at least one of cast information, bite information, catch information, or associated rate information, wherein the wearable device is configured to detect the fishing data using at least one of one or more motion sensors or one or more buttons, and wherein the wearable device is not connected to a fishing line; determining one or more locations traveled by the marine vessel associated with the fishing data such that each fishing statistic is associated with at least one location; and displaying, on a screen of the marine electronics device, a path traveled by the marine vessel during the fishing trip on the body of water, wherein the path is displayed such that one or more portions of the path are altered to form a heat map to indicate the occurrence of the one or more fishing statistics at the corresponding location along the path, wherein the altered one or more portions of the path define at least one of an altered pattern or an altered color.
3705 | Re-wearable wireless device | A re-wearable wireless device includes a reusable component to be secured to a disposable component. The reusable component includes a sensor interface to receive signals from an electrode secured to a living subject and monitors physiological and physical parameters associated with the living subject and a cellular wireless communication circuit. An adhesive base the device includes a first adhesive layer and a second adhesive layer partially covering the first adhesive layer around a perimeter thereof, where the first and second adhesive layers include different adhesives. A method of establishing a link between two wireless devices is also disclosed, where a first wireless device with an insignia representing a communication channel address identification is provided. An image of the insignia is captured with a mobile telephone computing device comprising an image sensor. The captured image is processed to extract the communication channel address identification represented by the insignia. | 1. A device comprising: a disposable component comprising: a mechanical snap-in connect mechanism comprising: a base portion comprising a first electrical contact and a second electrical contact; and a pair of projecting elements that are connected to the base portion and extend from the base portion, wherein the pair of projecting elements extend along opposite edges of the base portion and are substantially parallel to each other, and the first and second electrical contacts are arranged between the projecting elements and along a line substantially parallel to the projecting elements; and a first electrode electrically coupled to the first electrical contact and a second electrode electrically coupled to the second electrical contact, wherein the first electrode and the second electrode are configured to be secured to a living subject; and a reusable component configured to operably engage the projecting elements and configured to be secured to the disposable component when the reusable component is engaged with the projecting elements and at least a portion of the reusable component is located between the projecting elements, the reusable component comprising: a sensor interface configured to receive signals from the first and the second electrodes configured to be secured to the living subject and monitor one or more physiological and physical parameters associated with the living subject, wherein the sensor interface comprises a third electrical contact and a fourth electrical contact on a surface of the reusable component, wherein the third and fourth electrical contacts are arranged such that when the reusable component is attached to the disposable component, the third electrical contact is coupled to the first electrical contact, and the fourth electrical contact is coupled to the second electrical contact; a cellular wireless communication circuit; and a transbody conductive communication module configured to communicate with an event maker system in a body of the living subject.
3706 | Defibrillator/monitor system having a pod with leads capable of wirelessly communicating | A modular external defibrillator system in embodiments of the teachings may include one or more of the following features: a base containing a defibrillator to deliver a defibrillation shock to a patient, (b) one or more pods each connectable to a patient via patient lead cables to collect at least one patient vital sign, the pods operable at a distance from the base, (c) a wireless communications link between the base and a selected one of the two or more pods to carry the at least one vital sign from the selected pod to the base, the selection being based on which pod is associated with the base. | 1. A modular external defibrillator system for treating a patient, comprising: a base including an external defibrillator module configured to deliver a defibrillation shock to the patient; a first pod configured to be operable when separated from the base, the first pod having a first patient parameter module and structured to be operatively coupled to the patient to collect a plurality of first patient data related to a respective plurality of first patient vital signs, the first pod configured to wirelessly transmit the plurality of first patient data to the base; and a second pod configured to be operable when separated from the base, the second pod having a second patient parameter module and structured to be operatively coupled to the patient to collect second patient data related to at least a second patient vital sign independent from the plurality of first patient vital signs, the second pod configured to wirelessly transmit the second patient data to the base; in which, while the base is receiving the plurality of first patient data, the base is configured to sense a nearby presence of the second pod, and provide an alert in response to sensing the second pod.
3707 | Communication system with remote activation | The system of the present invention includes a conductive element, an electronic component, and a partial power source in the form of dissimilar materials. Upon contact with a conducting fluid, a voltage potential is created and the power source is completed, which activates the system. The electronic component controls the conductance between the dissimilar materials to produce a unique current signature. The system can also measure the conditions of the environment surrounding the system. | 1. A device for communication, the device comprising: an ingestible system comprising: a communication system comprising: a support structure; a control module associated with the support structure; a sealed housing defining a cavity configured to contain the communication system therein; and a release material positioned within the cavity, wherein the communication system, upon receipt of a current signature via transconduction from an external source, is configured to cause the release material to expand and open the sealed housing to release the communication system into an electrically conductive fluid to activate the control module; wherein the release material comprises a reactive material configured to expand based on a reaction with a voltage potential or an electrical current generated by the communication system or based on a reaction with a chemical located within the cavity.
3708 | Work capacities testing apparatus and method | A portable work capacities testing apparatus comprising a portable computer, a hub releaseably interconnected with the portable computer, a dynamic strength and lifting device releaseably interconnected with the hub, a hand grip strength device releaseably interconnected with the hub, a finger pinch strength device releaseably interconnected with the hub, a forearm/wrist strength device releaseably interconnected with the hub, a handling/proprioception device releaseably interconnected with the hub, a finger flexion device releaseably interconnected with the hub, a whole body coordination device releaseably interconnected with the hub, and a strength push/pull/lift device releaseably interconnected with the hub. | 1. A handling/proprioception device for use in a work capacities testing apparatus, comprising: a first panel; a pin; a first light emitter disposed on said first panel, wherein said first light emitter is capable of being selectively illuminated, wherein said first panel is formed to include a first aperture adjacent said first light emitter, and wherein said pin can be removeably inserted into said first aperture; a second light emitter disposed on said first panel, wherein said second light emitter is capable of being selectively illuminated, wherein said first panel is formed to include a second aperture adjacent said second light emitter, and wherein said pin can be removeably inserted into said second aperture; a third light emitter disposed on said first panel, wherein said third light emitter is capable of being selectively illuminated, wherein said first panel is formed to include a third aperture adjacent said third light emitter, and wherein said pin can be removeably inserted into said third aperture; and a fourth light emitter disposed on said first panel, wherein said fourth light emitter is capable of being selectively illuminated, wherein said panel is formed to include a fourth aperture adjacent said fourth light emitter, and wherein said pin can be removeably inserted into said fourth aperture.
3709 | Wearable personal body associated device with various physical configurations | A body associated device comprises a housing, an adhesive layer configured to be applied to a body of a living subject, and at least one standoff located between the housing and the adhesive layer. An electronic module may be located within the housing of the body associated device. A personal communication system comprises a body associated device including an electronic module and further comprises a feedback portion coupled to the housing and to the electronic module. The feedback portion is configured to communicate information between the living subject and the body associated device. An external local node is operative to provide at least one of transmit communications to and receive communications from the body associated device. | 1. A body associated device, comprising: a housing; an adhesive layer configured to be applied to a body of a living subject; at least two standoffs located between the housing and the adhesive layer and comprising at least two attachment points between the housing and the adhesive, wherein an attachment area is defined by the shape of the at least two standoffs, wherein the at least two standoffs define a uniform height; an electronic module located within the housing and comprising at least one electrode and a transceiver coupled to an antenna, wherein the transceiver and antenna enable wireless communication between the electronic module and local/remote nodes external to the body of the living subject; and wherein the wireless communication is communication associated with data generated from a first device within the body; and wherein the electronic module is configured to receive a conductive communication from the first device within the body via the at least one electrode; and wherein one of the at least two standoffs defines at least one inner aperture configured to receive an electrode hydrogel therein; and wherein the electrode hydrogel is located in the at least one inner aperture defined by the one of the at least two standoffs, wherein the electrode hydrogel is electrically coupled to the electronic module, and wherein the at least one electrode is coupled to the body via the electrode hydrogel located in the at least one inner aperture defined by the one of the at least two standoffs.
3710 | Method and system for acquiring biosignals in the presence of HF interference | The present invention, herein is a method and apparatus that significantly limits the effect of high frequency ("HF") interferences on acquired electro-physiological signals, such as the EEG and EMG. Preferably, this method comprises of two separate electronic circuitries and steps or electronics for processing the signals. One circuit is used to block the transmission of HF interferences to the instrumentation amplifiers. It is comprised of a front-end active filter, a low frequency electromagnetic interference ("EMI") shield, and an isolation barrier interface which isolates the patient from earth ground. The second circuit is used to measure the difference in potential between the two isolated sides of the isolation barrier. This so-called "cross-barrier" voltage is directly representative of the interference level that the instrumentation amplifier is subjected to. This circuit is used to confirm that the acquired signals are not corrupted by the interference. | 1. A method of acquiring signals from a subject in the presence of high frequency (HF) electrical interference comprising the steps of: attaching at least 2 electrodes to a subject; acquiring signals from the subject using circuitry for rejection of HF electrical interference, with said circuitry comprising: at least one active input filter, and an isolation barrier where data is transmitted; measuring the level of remaining HF electrical interference across said isolation barrier; and transmitting the signals and measured interference level to a processor, wherein said processor uses said measure of HF electrical interference to modify at least one behavior of the at least one active input filter.
3711 | Method and system for detecting location of a fixed wireless asset in a hospital environment | A system is disclosed for determining the location of fixed wireless assets (FWAs). The system includes at least one FWA having an asset tracking number, at least one mobile device wirelessly coupled to the FWA via a first communication link, and a database having information that associates people with locations. The mobile device is assigned to one of these people. The system also includes a computer that is coupled to the FWA via a second communication link and to the database. The FWA is configured to forward the data received from the mobile device to the computer along with the FWA's asset tracking number. The computer is configured to determine the location of the FWA based at least in part on the data received from the FWA and the information retrieved from the database. | 1. A system comprising: at least one fixed wireless asset (FWA) having an asset tracking number; at least one mobile device wirelessly coupled to the at least one FWA, the at least one mobile device assigned to a person and configured to provide data to the at least one FWA; a database comprising information associating the person with a location; and a computer coupled to the at least one FWA and to the database; wherein the at least one FWA is configured to forward to the computer at least a portion of the data received from the at least one mobile device along with the FWA'ss asset tracking number; wherein the computer is configured to receive the data and asset tracking number from the at least one FWA and retrieve the information associating the person with the location from the database; and wherein the computer is further configured to determine the location of the at least one FWA based at least in part on the data received by the computer from the at least one FWA and the information associating the person with the location retrieved from the database.
3712 | Nasal stimulation devices and methods | Described here are devices, systems, and methods for treating one or more conditions (such as dry eye) or improving ocular health by providing stimulation to nasal or sinus tissue. Generally, the devices may be handheld or implantable. In some variations, the handheld devices may have a stimulator body and a stimulator probe having one or more nasal insertion prongs. When the devices and systems are used to treat dry eye, nasal or sinus tissue may be stimulated to increase tear production, reduce the symptoms of dry eye, and/or improve ocular surface health. | 1. A method for stimulating nasal tissue of a subject, comprising: delivering an electrical stimulus to the nasal tissue to activate a nerve, wherein the electrical stimulus is delivered from a device, the device comprising: a stimulator body; and a stimulator probe connected to the stimulator body, wherein the stimulator probe comprises a nasal insertion prong for insertion into a nasal cavity of the subject and a base member configured as a stop that restricts the distance that the nasal insertion prong can be inserted into the nasal cavity, and wherein the stimulator body comprises a control subsystem to control the electrical stimulus to be delivered to the subject via the stimulator probe.
3713 | Regenerative mode locked laser swept source for OCT medical imaging | An optical coherence analysis system uses a laser swept source that is constrained to operate in a mode locked condition using regenerative mode-locking. This is accomplished by synchronously changing the laser cavity's net gain and/or phase based on time varying intensity of the swept optical signal generated by the laser. This produces a stable pulsation behavior, which is associated with smooth tuning (low optical frequency reference clock jitter) and low relative intensity noise (RIN). | 1. An optical coherence imaging method, comprising: providing a laser swept source to generate a swept optical signal in a laser cavity that is less than a meter long; detecting time-varying intensity of the swept optical signal; using the detected time-varying intensity of the swept optical signal as feedback to control a mode-locked operation of the laser swept source by modulating an intracavity element in the laser cavity based on the roundtrip travel time of light in the laser cavity; transmitting the swept optical signal to an interferometer having a reference arm and a sample arm, in which a sample is located; combining the swept optical signal returning from the sample arm and the reference arm to generate an interference signal; detecting the interference signal; and generating image information of the sample from the detected interference signal.
3714 | Determining combinations of odors to produce a target olfactory pleasantness | An apparatus comprises a decoder and an actuator. The decoder is configured to receive a signal comprising a target olfactory pleasantness, to determine one or more combinations of odors which produce the target olfactory pleasantness, and to select a given one of the combinations of odors. The actuator is coupled to the decoder and configured to utilize the given combination of odors to produce an odor with the target olfactory pleasantness. | 1. A method comprising the steps of: receiving a signal comprising a target olfactory pleasantness; determining one or more combinations of odors which produce the target olfactory pleasantness; selecting a given one of the combinations of odors; and utilizing the given combination of odors to select amounts of respective ones of two or more available constituent odors such that the selected amounts of the available constituent odors produce a given odor with the target olfactory pleasantness; wherein the target olfactory pleasantness comprises a value indicative of a quality of the given odor in a defined space of odors; and wherein the receiving, determining, selecting and communicating steps are performed by at least one processor device.
3715 | Monitoring breathing via signal strength in wireless networks | Systems and methods are disclosed for the use of sensor links in a network to estimate the breathing rate of a breathing subject within a structure, estimate the location of the subject within the structure, and detect if the subject is breathing. The structure may be a bed, a building, or a room in the building. The received signal strength of the sensor links is obtained and is then used in various breathing models to determine the breathing rate estimation, the location estimation, and the breathing detection. | 1. A method for breathing rate estimation comprising: arranging a plurality of radio frequency sensors in a network around a subject within a structure; measuring received signal strengths (RSS) between the plurality of radio frequency sensors, wherein the measured RSS is at least partially indicative of breathing of the subject; determining a breathing rate estimation model based on information related to the measured signal strengths, wherein determining a breathing rate estimation model comprises: calculating, with a computer processor, a power spectral density versus frequency of the measured RSS, and identifying a frequency at which the power spectral density peaks, wherein the identified frequency correlates with the estimated breathing rate of the subject; and displaying an estimate of a breathing rate of the subject using the breathing rate estimation model.
3716 | Systems and methods for control of infrasound pressures | A system for infrasonic pressure fluctuation (infrasound) control of a structure defining an interior. The system includes a reversible compressor including a housing defining an interior opening interface open to the interior of the structure and an exterior opening interface open to an exterior of the structure, and including at least one controllable element to generate positive pressure flows and negative pressure flows between the interior opening interface and the exterior opening interface. The system includes a first pressure sensor located to sense pressure indicative of the interior of the structure, a second pressure sensor located to sense pressure indicative of the exterior of the structure, and at least one controller configured to control the at least one controllable element of the compressor to cancel pressure oscillations within the interior of the structure based on the pressures detected by the first pressure sensor and the second pressure sensor. | 1. A system for infrasonic pressure fluctuation (infrasound) control of a structure defining an interior, comprising: a reversible compressor including a housing defining an interior opening interface open to the interior of the structure and an exterior opening interface open to an exterior of the structure, and including at least one controllable element to generate positive pressure flows and negative pressure flows between the interior opening interface and the exterior opening interface; a first pressure sensor located to sense pressure indicative of the interior of the structure; a second pressure sensor located to sense pressure indicative of the exterior of the structure; and at least one controller configured to control the at least one controllable element of the reversible compressor to cancel pressure oscillations within the interior of the structure based on the pressures detected by the first pressure sensor and the second pressure sensor.
3717 | Embedded electronic packaging and associated methods | An electronic package includes a semiconductor die, conductive pillars extending outwardly from the semiconductor die, and a liquid crystal polymer (LCP) body surrounding the semiconductor die and having openings therein receiving respective ones of the conductive pillars. A first interconnect layer is on the LCP body and contacts the openings. Conductive bodies are in the openings to connect the conductive pillars to the first interconnect layer. | 1. An electronic package comprising: a semiconductor die; a plurality of conductive pillars extending outwardly from an upper surface area of said semiconductor die; a liquid crystal polymer (LCP) body surrounding said semiconductor die and having a plurality of openings therein receiving respective ones of said plurality of conductive pillars while leaving respective gaps adjacent tops of the conductive pillars, said LCP body comprising a first LCP body section having spaced apart upper surface areas and a die receiving cavity therebetween for receiving said semiconductor die, with the spaced apart upper surface areas of said first LCP body section being coplanar with the upper surface area of said semiconductor die, and a second LCP body section having spaced apart lower surface areas with the plurality of openings therebetween, the upper surface areas of said first LCP body section being joined with the lower surface areas of said second LCP body section at a planer fused interface that extends across the upper and lower surface areas; a first interconnect layer on said LCP body; and a plurality of conductive bodies in the respective gaps to connect said plurality of conductive pillars to said first interconnect layer.
3718 | Method for manufacture of multi-layer wire structure for high efficiency wireless communication | A structure for wireless communication having a plurality of insulator layers, a conductor layer separating each of the insulator layers, and at least one connector connecting two conductor layers wherein an electrical resistance is reduced when an electrical signal is induced in the resonator at a predetermined frequency. | 1. A method of manufacturing a wire structure, the method comprising: a) forming a plurality of first insulators; b) forming a plurality of first conductors, each first conductor having a conductor thickness and a conductor skin depth residing within the conductor thickness, wherein the first conductor thickness is about the same or greater than a skin depth thickness; and c) positioning each first conductor between each of the plurality of first insulators, thereby forming the wire structure having a plurality of alternating first conductors and first insulators so that the wire structure is capable of propagating an electrical signal through the skin depth within the first conductor.
3719 | Beam guidance system for the focusing guidance of radiation from a high-power laser light source toward a target and LPP X-ray source comprising a laser light source and such a beam guidance system | A beam guidance system serves for the focusing guidance of radiation from a high-power laser light source toward a target. The beam guidance system has at least one mirror as reflective beam guidance component and at least one transmission component which is at least partially transmissive to the radiation as refractive beam guidance component. The arrangement of the at least one mirror and of the at least one transmission component is such that beam-induced changes to the beam guidance properties of the at least one mirror are at least partly compensated for by beam-induced changes to the beam guidance properties of the at least one transmission component. This results in a beam guidance system in which beam-induced changes to the beam guidance properties of the beam guidance system do not have a disturbing effect on the focusing guidance of the radiation from the laser light source. | 1. A system, comprising: a mirror configured to reflect and guide radiation having a wavelength of between 9.5 μm and 11 μm toward a target; and a transmission component which is at least partially transmissive to the radiation, the transmission component being configured to refract and guide the radiation toward the target, wherein the mirror and the transmission component are configured so that, during use of the system, beam-induced changes to beam guidance properties of the mirror are at least partly compensated for by beam-induced changes to the beam guidance properties of the transmission component, and the transmission component has a compensation surface profile configured to at least partly compensate beam guidance aberrations produced by a component of the system.
3720 | Methods and apparatuses for obtaining voltage information based on charge packets input at different timings | Disclosed is a voltage obtaining apparatus. The voltage obtaining apparatus includes a plurality of conversion units, which are connected to each other in parallel and respectively convert charge packets into voltages, and a control unit that controls a timing when the charge packets are respectively input to the plurality of conversion units. The control unit is configured to control the timing so that a corresponding charge packet is input to an nth conversion unit (where n denotes number of the conversion units) at a timing when an operation of an (n−1)th conversion unit is ended. | 1. A voltage obtaining apparatus comprising: a plurality of converters connected to each other in parallel and configured to respectively convert charge packets into voltages; and a processor configured to control a timing when the charge packets are respectively input to the plurality of converters, wherein the processor is configured to control the timing so that a corresponding charge packet is input to an nth converter at a timing when an operation of an (n−1)th converter is ended, wherein n denotes a number of the converters.
3721 | Active signal processing personal health signal receivers | The invention provides a receiver associated with a body, e.g., located inside or within close proximity to a body, configured to receive and decode a signal from an in vivo transmitter which located inside the body. Signal receivers of the invention provide for accurate signal decoding of a low-level signal, even in the presence of significant noise, using a small-scale chip, e.g., where the chip consumes very low power. Also provided are systems that include the receivers, as well as methods of using the same. | 1. A signal receiver comprising: a demodulator configured to: receive an encoded signal associated with an in vivo transmitter, the encoded signal comprising information about a frequency of the encoded signal, in a power spectrum of the encoded signal, where a maximum amplitude of the encoded signal occurs; tune to the frequency; adapt to frequency variations of the encoded signal; and generate a reconstructed encoded signal locked in frequency and phase to the encoded signal; and a symbol recovery component configured to: receive the reconstructed encoded signal; determine a signal clock and phase of the reconstructed encoded signal; identify a start sequence in the reconstructed encoded signal; and decode the reconstructed encoded signal with substantially no error.
3722 | Method of adjusting an active noise cancelling system | A method of adjusting an ANC system is disclosed in which a microphone is acoustically coupled to a loudspeaker via a secondary path and the loudspeaker is electrically coupled to the microphone via an ANC filter. The method includes measuring phase characteristics of the secondary path in various modes of operation; determining from the measured phase characteristics a statistical dispersion of the phase characteristics in the various modes of operation; determining from the statistical dispersion a minimum phase margin; adjusting the ANC filter to exhibit in any one of the modes of operation phase characteristics that are equal to or greater than the minimum phase margin; and adjusting the ANC filter to exhibit in any one of the modes of operation amplitude characteristics that are equal to or smaller than a maximum gain margin. | 1. A method of adjusting an active noise cancelling (ANC) system in which a microphone is acoustically coupled to a loudspeaker via a secondary path and the loudspeaker is electrically coupled to the microphone via an ANC filter, the method comprising: measuring phase characteristics of the secondary path in various modes of operation; determining from the measured phase characteristics a statistical dispersion of the phase characteristics in the various modes of operation; determining from the statistical dispersion a minimum phase margin and a maximum gain margin; adjusting the ANC filter to exhibit in any one of the modes of operation phase characteristics that are equal to or greater than the minimum phase margin; and adjusting the ANC filter to exhibit in any one of the modes of operation amplitude characteristics that are equal to or smaller than the maximum gain margin.
3723 | System and method for establishing a secured connection between an implantable medical device and an external device | A system and method are provided for initiating a secured bi-directional communication session with an implantable medical device. The system and method include configuring a pulse generator (PG) device and an external device to establish a communication link there between through a wireless protocol with a defined bonding procedure. The system and method also include transmitting a static identification and dynamic seed from the PG device through a dedicated advertisement channel to the external device and generating a passkey from a pre-defined algorithm based on the dynamic seed and a static identification. Further, the system and method include starting the defined bonding procedure. | 1. A method for initiating a secured bi-directional communication session with an implantable medical device, the method comprises: configuring a pulse generator (PG) device and an external device to establish a communication link there between through a wireless protocol with a defined bonding procedure; transmitting a static identification and a dynamic seed from the PG device through a dedicated advertisement channel to the external device; generating a passkey at the external and PG devices from a pre-defined algorithm based on the dynamic seed and a static identification; and once the passkey is generated by the external and PG devices, starting the defined bonding procedure.
3724 | Biometric monitoring device having a body weight sensor, and methods of operating same | A system comprising a biometric monitoring device including a housing including a platform to receive at least one foot of the user, a body weight sensor to generate body weight data, processing circuitry to calculate user weight data which corresponds to the user's weight, using the body weight data, and communication circuitry to: (a) receive user identification data which identifies the user or a portable activity monitoring device, and (b) transmit the user weight data to data storage associated with the user identification data. The system further includes the portable activity monitoring device including a housing having a physical size and shape that is adapted to couple to the user's body, a sensor to generate sensor data, and communication circuitry to receive physiologic data which is based on the user weight data, and processing circuitry to calculate activity data using the sensor data and physiologic data. | 1. A biometric monitoring system to measure a weight of a user, the biometric monitoring system comprising: a housing configured to be placed on a flat horizontal surface and including a platform configured to receive at least one foot of the user and capable of supporting the body weight of the user; a body weight sensor, mechanically coupled to the platform and configured to generate body weight data that is representative of the weight of the user and output the body weight data to processing circuitry; a physiological sensor configured to provide data other than body weight data; one or more environmental sensors, wherein at least one of the one or more environmental sensors is an atmospheric sensor, the atmospheric sensor configured to measure one or more atmospheric characteristics selected from a group consisting of: air quality, a pollen count, and a carbon dioxide level; and the processing circuitry, the processing circuitry disposed in the housing and communicatively coupled to the body weight sensor and the one or more environmental sensors, the processing circuitry configured to calculate user weight data that corresponds to the weight of the user using the body weight data, wherein the processing circuitry is configured to receive output from at least one of the one or more environmental sensors and determine an activity performed by the user from the output.
3725 | In-body device with virtual dipole signal amplification | Virtual dipole signal amplification for in-body devices, such as implantable and ingestible devices, is provided. Aspects of the in-body deployable antennas of the invention include antennas configured to go from a first configuration to a second configuration following placement in a living body, e.g., via ingestion or implantation. Embodiments of the in-body devices are configured to emit a detectable signal upon contact with a target physiological site. Also provided are methods of making and using the devices of the invention. | 1. An ingestible event marker, comprising: a first signal transmission electrode defining a plane; a second signal transmission electrode defining a plane; a circuit electrically coupled with the first signal transmission electrode and the second signal transmission electrode; and an insulation element defining a center plane substantially parallel to the plane of the first signal transmission electrode and the plane of the second signal transmission electrode, the first signal transmission electrode located on a first side of the center plane, the second signal transmission electrode located on a second side of the center plane different than the first side of the center plane, the insulation element having a perimeter in the center plane greater than at least one of (1) a perimeter of the first signal transmission electrode in the plane defined by the first signal transmission electrode or (2) a perimeter of the second signal transmission electrode in the plane defined by the second signal transmission electrode, the first signal transmission electrode and the second signal transmission electrode collectively configured to emit a signal to change a current flowing through an electrically conductive liquid located between the first signal transmission electrode and the second signal transmission electrode based upon an instruction from the circuit.
3726 | Methods and mechanisms for maintaining an electro-active polymer in a pre-stretch state and uses thereof | In some embodiments, the present invention is directed to an actuator which includes at least the following: a pre-stretched electro-active polymer film being pre-stretched in a single or biaxial planar directions; at least one first semi-stiff conductor attached to a first surface of the pre-stretched electro-active polymer film, wherein the first surface is parallel to the single or biaxial planar stretch directions; at least one second semi-stiff conductor attached to a second surface of the pre-stretched electro-active polymer film, wherein the second surface is opposite to the first surface; where the semi-stiff conductors are configured to: fix the pre-stretched electro-active polymer film in a pre-stretched state and allow the pre-stretched electro-active polymer film to expand; a pair of mechanical connectors coupled to each end of an active region of the pre-stretched electro-active polymer film. | 1. A method, comprising: fixing an electro-active polymer film in a pre-stretched state, wherein the electro-active polymer film has been pre-stretched in at least one planar stretch direction; wherein the fixing is at least one of: i) attaching: 1) at least one first semi-stiff conductor to a first surface of the pre-stretched electro-active polymer film, and 2) at least one second semi-stiff conductor to a second surface of the pre-stretched electro-active polymer film, wherein the second surface is opposite to the first surface; wherein the at least one first and the at least one second semi-stiff conductors are configured to: a) fix the pre-stretched electro-active polymer film in a pre-stretched state to form a fixed pre-stretched electro-active polymer film and b) allow the fixed pre-stretched electro-active polymer film to expand; or ii) attaching 1) at least one stretchable conductor to at least one surface of the pre-stretched electro-active polymer film, and 2) the pre-stretched electro-active polymer film to a solid body to form the fixed pre-stretched electro-active polymer film; and c) coupling a pair of mechanical connectors at each end of at least one active region the fixed pre-stretched electro-active polymer film.
3727 | Disposable absorbent article with overlapping absorbent assembly secured to front and back panels | A disposable absorbent article has front and back panels, each having an elastic film layer and each having first and second zones. The first zone of each panel is extensible and retractable and the second zone of each panel is non-extensible and non-retractable. Each of the front and back panels has first and second side edges. An absorbent assembly is secured to the front and back panels. The absorbent assembly has a first end secured to the second zone of the front panel and a second end secured to the second zone of the back panel. A pair of seams join the front and back panels together at the first and second side edges to form a disposable absorbent article having a waist opening and a pair of leg openings. | 1. A disposable absorbent article comprising: a) a front panel having a first zone and a second zone, said first zone being extensible and retractable and said second zone being non-extensible and non-retractable, said front panel also having a first end, a second end, a first side edge and a second side edge, said first zone extending from said first side edge to said second side edge, and said second zone is spaced inward from said first and second side edges and inward from said first end and coterminous with said second end, such that said extensible and retractable first zone abuts said first and second side edges along their entire length and surrounds said second zone on three sides; b) a back panel having a first zone and a second zone, said first zone being extensible and retractable and said second zone being non-extensible and non-retractable, said back panel also having a first side edge and a second side edge, and said second zone of said back panel is spaced inward from said first and second side edges of said back panel; c) an absorbent assembly including a liquid pervious bodyside liner, a liquid-impervious outer cover, and an absorbent positioned therebetween, said absorbent assembly having a first end and a second end, said absorbent assembly being secured to said front and back panels, said first end of said absorbent assembly being secured to said second zone of said front panel and said second end of said absorbent assembly being secured to said second zone of said back panel, and said absorbent assembly capable of being folded to enable said first and second side edges of said front panel to align with said first and second side edges of said back panel; and d) a pair of seams joining said front and back panels together at said first and second side edges to form a disposable absorbent article having a waist opening and a pair of leg openings, said article is designed to be pulled up around a user'ss torso without having to first open said article.
3728 | Electronic accessory system for a vehicle | An electronic accessory system for a vehicle includes an accessory module housing electronics, which includes a CMOS camera and a vehicle bus node and a digital signal processor. When the accessory module is mounted at a vehicle windshield, the vehicle bus node is connected to a vehicle bus of the vehicle. At least one of (a) data generated by the electronics is conveyed to the vehicle bus via the vehicle bus node and (b) the vehicle bus conveys data to the electronics via the vehicle bus node. The digital signal processor is operable at a computational speed of at least 75 million instructions per second, and may include at least one of (a) at least 40 kilobytes of on-chip memory, (b) at least one serial port, (c) at least one DMA port, (d) at least one timer and (e) at least one interrupt capability. | 1. An electronic accessory system for a vehicle, said electronic accessory system comprising: an accessory module, said accessory module housing electronics; wherein said electronics includes a CMOS camera; wherein said electronics includes a vehicle bus node; wherein said accessory module is adapted for mounting at a windshield of a vehicle equipped with said electronic accessory system; wherein, when said accessory module is mounted in the equipped vehicle at the windshield, said vehicle bus node is connected to a vehicle bus of the equipped vehicle; wherein at least one of (a) data generated by said electronics is conveyed to said vehicle bus via said vehicle bus node and (b) said vehicle bus conveys data to said electronics via said vehicle bus node; wherein said electronics includes a digital signal processor; wherein said digital signal processor is operable at a computational speed of at least 75 million instructions per second; and wherein said digital signal processor comprises at least one of (a) at least 40 kilobytes of on-chip memory, (b) at least one serial port, (c) at least one DMA port, (d) at least one timer and (e) at least one interrupt capability.
3729 | Wireless low-energy secure data transfer | Embodiments of the invention provide for a sensor system with enhanced low-power features. Embodiments can include transmission of sensor data from a transmitter unit to a receiver unit. The sensor data can flag the sensor data with a particular header ID, enabling the receiver unit to route the sensor data to a low-power processing unit within the receiver unit without using the receiver unit's higher-power application processer. Embodiments can also utilize a proprietary encryption engine to provide a supplementary encryption layer to any encryption utilized in the wireless protocol. The transmitter unit can also compress and batch the sensor data for sending, to further increase power savings. | 1. A method of processing sensor data in a low-power wireless sensor interconnectivity system, the method comprising: receiving sensor data with a wireless communications interface of a mobile device, wherein: the sensor data includes information indicative of data collected from one or more sensors, the mobile device includes a secure island comprising components, including one or more routing components, configured to securely route and process data received with the wireless communications interface, the mobile device includes an application processor separate from the secure island and a low-power processing unit composing at least a part of the secure island, and the sensor data is received while the application processor is in a low-power state; determining a routing identifier associated with the sensor data; and based on the determined routing identifier, providing the sensor data to the low-power processing unit using the one or more routing components of the secure island.
3730 | Apparatus and method for automatic action selection based on image context | Devices and a method are provided for providing context-related feedback to a user. In one implementation, the method comprises capturing real time image data from an environment of the user. The method further comprises identifying in the image data a hand-related trigger. Multiple context-based alternative actions are associated with the hand-related trigger. Further, the method comprises identifying in the image data an object associated with the hand-related trigger. The object is further associated with a particular context. Also, the method comprises selecting one of the multiple alternative actions based on the particular context. The method further comprises outputting the context-related feedback based on a result of the executed alternative action. | 1. An apparatus for providing context-related feedback to a user, the apparatus comprising: an image sensor configured to capture real time image data from an environment of the user; at least one processor device configured to: identify in the image data a hand-related trigger, wherein multiple context-based alternative actions are associated with the hand-related trigger; identify in the image data an object based on the hand-related trigger, wherein the object is associated with a particular context; select one of the multiple alternative actions associated with the hand-related trigger based on the particular context associated with the identified object, execute the selected alternative action; and output the context-related feedback based on a result of the executed alternative action.
3731 | System for subglottal pressure measurement and display during speech | A method and device is described for estimating the subglottal air pressure during speech or singing from the intraoral air pressure in essentially real-time by using a type of peak detection and extrapolation means that holds peaks in the low-pass filtered pressure signal for a period of time sufficient to allow their interpretation as real-time subglottal pressure. An electronic circuit suitable for implementing this function is described. | 1. An apparatus for indicating the air pressure in the lungs during speech or singing comprising: a pressure transducer for converting air pressure to an electrical signal; a sensing tube for passing the intraoral pressure to said pressure transducer; a low pass filter for receiving said electrical signal from said pressure transducer and removing an acoustic energy from the signal; a peak detection and holding means for receiving the output of said low pass filter and detecting peak values of the output of the low pass filter and holding said peak values, or an approximation of said peak values, for a period of time; a recording or display means for displaying a present value of the output of said peak detection and holding means.
3732 | Method using wearable device with unique user ID and telemetry system in communication with one or more social networks | A method is provided for using telemetry data, and a wearable device that communicates with a social network. One or more sensors, coupled to the wearable device that has a unique user ID, are used to acquire at least one of a user's activities, behaviors and habit information. The wearable device has ID circuitry and a communication system that reads and transmits the unique ID from an ID storage. The wearable device communicates with a social network. A telemetry system communicates with the one or more sensors. The telemetry system includes a database of user ID's. Telemetry data is analyzed based on at least one of, user's activities, behaviors and habit information. Personalized information is created about the user. | 1. A method for using telemetry data, and a monitoring device, comprising: using a monitoring device with a microphone and sensors to determine air quality, sound level/quality, light quality and ambient temperature near a user; detecting a user'ss movement or motion information using an accelerometer or other movement detection device, the microphone configured to record the user'ss movement sounds detected by the accelerometer or other movement detection device, the accelerometer or other movement detection device and monitoring system configured to provide information configured to assist to determine user sleep information and sleep behavior information, the accelerometer or other movement detection device configured to cause the microphone to stop recording user movement sounds when the movement sounds are not directed to a sleep related parameter; communicating between a telemetry system with at least one of the monitoring device, the accelerometer or other motion detection device, the telemetry system including a database of user sleep information and sleep behavior information; analyzing at the telemetry system the user sleep information and sleep behavior information received from at least one of the monitoring device, the accelerometer or other movement detection device to drive at least one of: sleep onset and wake time, sleep interruption, and the quality and depth of sleep; and creating personalized information about the user in response to the sleep information and sleep behavior information received from at least one of the monitoring device, the accelerometer or other movement detection device that includes the at least one of: sleep onset and wake time, sleep interruption, and the quality and depth of sleep.
3733 | Signal processing device and signal processing method | Embodiments of the invention disclose a signal processing device and a signal processing method and a device and a method for signal processing. The signal processing device includes a sampling module, a first segmentation module, a second segmentation module, and a detection module. The sampling module samples an input signal to generate a sample signal. The first segmentation module calculates a first segment value according to the sample signal during a first time interval. The second segmentation module calculates a second segment value according to the sample signal during a second time interval different in length from the first time interval. The detection module generates a detection signal according to the determination of whether the first segment value lies out of a first range, and whether the second segment value lies out of a second range. | 1. A signal processing device, comprising: a sampling module configured to sample an input signal to generate a sample signal; a first segmentation module configured to calculate a first segment value according to the sample signal during a first time interval, wherein the first segmentation module calculates sample data of the sample signal within the first time interval to derive the first segment value; a second segmentation module configured to calculate a second segment value according to the sample signal during a second time interval, wherein the second segmentation module calculates sample data of the sample signal within the second time interval to derive the second segment value, and the length of the first time interval is different from that of the second time interval; and a detection module, coupled to the first segmentation module and the second segmentation module, configured to generate a detection signal according to the determination of whether the first segment value lies out of a first range, and whether the second segment value lies out of a second range.
3734 | Voice communication device with foreign language translation | Methods and devices for voice communications and foreign language translation are disclosed. One method includes selecting one of a plurality of microphones of an earpiece unit, receiving a selected voice communication of a first language from the selected microphone and translating the selected voice communication from the first language to a second language, the second language different from the first to create a translated voice communication, and transducing the translated voice communication at a speaker within the earpiece unit. Preferably the microphones are oriented in different directions and are directional microphones. The present invention further optionally provides for the sensing and transmission of pulse oximeter measurements and temperature measurements. | 1. A method for voice translation, comprising: providing to a first person a translation device having a housing and a microphone and a speaker and a pulse oximeter sensor and a temperature sensor within the housing; receiving at the microphone of the translation device a voice communication in a first language from a second person while the translation device is physically with the first person; processing the voice communication in the first language into text in the first language using the translation device; translating the text in the first language to text in a second language; converting the text in the second language to a voice communication in the second language; transducing the voice communication in the second language at the speaker of the translation device to the first person; processing the pulse oximeter signal and the temperature sensor to indicate the physiological condition of the first person; and processing the pulse oximeter signal and the temperature sensor to indicate the physiological condition of the second person.
3735 | System for displaying a medical diagnostic result | The invention relates to a system for displaying a medical diagnostic result, comprising at least one diagnostic device having a data output outputting electronic data which represent a diagnostic result that has been obtained using the diagnostic device, and further comprising an electronic data line connection which directs the electronic data to a display device and that has a data line radio link having a radio transmitter and a radio receiver of a mobile radio network, the display device being designed to display the diagnostic result without delay, and the at least one diagnostic device and the radio transmitter being accommodated in a transport device. | 1. A system for displaying a medical diagnostic result, the system comprising at least three diagnostic instruments of at least three different modalities, each diagnostic instrument having a data output which outputs electronic data representing a diagnostic result established by the diagnostic instrument, wherein at least one instrument is a non-imaging instrument; the system comprising a radio transmitter in communication over a data line radio link with a radio receiver of a cellular network, the system communicating electronic data comprising diagnostic results to a server and a remote display device via an electronic data line connection over the radio line radio link without time delay; and the system optionally further comprising a computer; the system further comprising a portable and transportable self-supporting transport container; wherein the diagnostic instruments and the radio transmitter and optionally the computer are arranged in the portable and transportable self-supporting transport container in the form of a rolling case having a handle; a top cover which opens to form a lectern on the transport container; one or more front doors which can be opened and closed and which enclose a plurality of interior drawers which open in a slideable manner; and fasteners on an interior surface of the one or more front doors for affixing diagnostic equipment; the front of the top cover closes flush with the top of the front door, and the front doors and the top cover enclose the drawers and the platform where the computer rests; and the diagnostic instruments and/or the computer are arranged in operable fashion in the opened transport container.
3736 | Systems and methods for processing and transmitting sensor data | Systems and methods for continuous measurement of an analyte in a host are provided. The system generally includes a continuous analyte sensor configured to continuously measure a concentration of analyte in a host and a sensor electronics module physically connected to the continuous analyte sensor during sensor use, wherein the sensor electronics module is further configured to directly wirelessly communicate sensor information to one or more display devices. Establishment of communication between devices can involve using a unique identifier associated with the sensor electronics module to authenticate communication. Times tracked at the sensor electronics module and the display module can be at different resolutions, and the different resolutions can be translated to facilitate communication. In addition, the frequency of establishing communication channels between the sensor electronics module and the display devices can vary depending upon whether reference calibration information is being updated. | 1. A method for wirelessly exchanging glucose information between a first communication device associated with a continuous glucose sensor and a second communication device associated with a glucose information display device, the method comprising: exchanging information related to authentication between the first communication device and the second communication device; wherein the exchange of the authentication information includes determining by the second communication device whether a first device ID that is transmitted by the first communication device matches a second device ID that is stored at the second communication device; opening a time window periodically for communication between the first communication device and the second communication device at a first rate; detecting an error at the first communication device; upon the detection of the error, transmitting a request for reference information from the first communication device to the second communication device and opening the time window between the first communication device and the second communication device at a second rate, wherein the second rate is faster than the first rate; receiving by the first communication device the reference information responsive to the request from the second communication device; and resuming the opening of the time window at the first rate subsequent to the receipt of the reference information by the first communication device from the second communication device.
3737 | Control of spectral agressors in a physiological signal montoring device | This disclosure describes techniques for controlling spectral aggressors in a sensing device that uses a low power sleep mode to manage the power consumed by the device. In some examples, the techniques for controlling spectral aggressors may include configuring one or more of an algorithm processing rate for a processor, a buffering rate for the processor, a sampling rate for an analog-to-digital converter, an execution unit processing rate for the processor, and an algorithm subdivision factor for the processor such that spectral interference caused by a sleep cycle rate of the processor occurs outside of one or more target frequency bands of a sampled signal. The techniques of this disclosure may be used to reduce noise in a sensing system that uses a low power sleep mode to manage the power consumed by the device. | 1. A signal monitoring device comprising: a power source; a power distribution network electrically coupled to the power source; an analog-to-digital converter electrically coupled to the power distribution network and configured to sample an input signal to produce a sampled signal; and a processor electrically coupled to the power distribution network and configured to cycle between an algorithm processing mode and a sleep mode based on a sleep cycle rate, wherein the sleep cycle rate causes spectral interference to propagate through the power distribution network and into the sampled signal via the analog-to-digital converter, and wherein the sleep cycle rate further causes the spectral interference that is generated due to the sleep cycle rate to occur in the sampled signal at one or more frequencies that are outside of a target frequency band of the sampled signal.
3738 | Electronic cigarette casing and electronic cigarette device | The invention provides an electronic cigarette casing and an electronic cigarette device, the electronic cigarette casing comprises a case body for accommodating electronic cigarettes, a first power supply configured in the case body and a charging control system for controlling the first power supply to charge the electronic cigarettes, the first power supply comprises a farad capacitor. The electronic cigarette casing using the farad capacitor instead of the traditional batteries to supply electrical power, can achieve the technical effects of safe and reliable charging/discharging, rapid charging, and more charging and discharging times. | 1. An electronic cigarette casing, comprising a case body for accommodating an electronic cigarette, a first power supply configured in the case body and a charging control system for controlling the first power supply to charge a power supply of the electronic cigarette, wherein the first power supply comprises a capacitor; the capacitor is capable of charging the electronic cigarette instead of traditional rechargeable batteries or disposable batteries; the capacitor is capable of combining a rapid charging manner and a trickle charging manner to charge the electronic cigarette in the case body, whereby to ensure fast and convenient charging to the electronic cigarette and keep the electronic cigarette in a full charged state; the charging control system further comprises: a charging socket built in the electronic cigarette casing; a switch module built in electronic cigarette casing, and generating a triggering signal when an electronic cigarette is connected to the charging socket and a first charging control module connected to the charging socket, the switch module and the first capacitor, and conducting the first capacitor with the electronic cigarette; the first power supply further comprises a first rechargeable battery built in the electronic cigarette casing and connected to the first charging control module for charging the electronic cigarette or the first capacitor; the charging control system further comprises: a storage module connected to the first charging control module, and storing a predetermined state parameter, a first charging parameter and a second charging parameter; and a state detecting module connected to the first charging control module and the storage module, and judging the current charging state is a first state or a second state according to the predetermined state parameter; the first charging control module conducts the first capacitor with the electronic cigarette and selects the first charging parameter to charge in the rapid charging manner at the first state, and keeps the first capacitor conducted with the electronic cigarette or conducts the first rechargeable battery with the electronic cigarette and selects the second charging parameter to charge in the trickle charging manner; the first state is a non-full charged state of the electronic cigarette'ss power supply; the second state is a full charged state of the electronic cigarette'ss power supply; the charging control system further comprises a second charging control module connected to the first capacitor, the first rechargeable battery and the switch module; and the second charging control module is capable of conducting the first rechargeable battery to charge the first capacitor when the switch module does not generate the triggering signal or an electronic cigarette is connected to the charging socket; the first rechargeable battery is capable of charging the first capacitor when no electronic cigarette is present to be charged in the case body, whereby the first rechargeable battery overcomes the relatively small capacity of the capacitor; and the first charging control module, the storage module, the state detecting module and the second charging control module are integrated on one integrated circuit.
3739 | Systems using lifestyle database analysis to provide feedback | A method is provided for utilizing a personal monitoring device or other personal logging device, to assist an individual in a lifestyle control program. The method includes storing lifestyle data from a statistically large group of persons in a database, collecting, in a personal logging device, corresponding personal lifestyle data; feeding the data from the personal logging device to the database; performing a statistical analysis of the collected lifestyle data, and producing an output and providing feedback to the user based on correlations. | 1. A system for using telemetry data based on monitoring of an individual, comprising: a monitoring device that includes a microphone, an RF transmitter and sensors to determine air quality, sound level, sound quality, light quality and ambient temperature near the individual, the RF transmitter serving as a communication system; a telemetry system with a database coupled to the monitoring device, the telemetry system in operation selecting records of sleep information and sleep behavior information data of the individual, the telemetry system and the monitoring device at least partially analyzing the sleep information and the sleep behavior information data of the individual to calculate or derive sleep onset and wake time, sleep interruptions, and quality and depth of sleep of the individual; one or more analysis tools including at least an accelerometer or a movement detection device that measures movement of the individual, the accelerator or the movement detection device configured to calculate or derive the sleep onset and the wake time, the sleep interruptions, and the quality and the depth of sleep of the individual in response of the movement of the individual, the microphone configured to record an individual'ss movement sounds detected by the accelerometer or the movement detection device in response of the movement of the individual, the accelerometer or the movement detection device configured to cause the microphone to stop recording the individual'ss movement sounds when the movement sounds of the individual are not directed to a sleep related parameter; and a feedback control system or subsystem that analyzes a measured sensor signal from at least one of the sensors, the accelerometer or the movement detection device, and the feedback control system or subsystem can provide an alert or a feedback signal to the individual, wherein the feedback control system or subsystem in operation provides the alert or the feedback signal when the measured sensor signal does not equal or exceed a threshold level, the measured sensor signal is adjusted until the measured sensor signal falls within a desired range of an expected threshold level, and wherein the threshold level is predefined or tailored relative to the monitoring device.
3740 | Flexible circuit electrode array embedded in a cured body | Polymer materials are useful as electrode array bodies for neural stimulation. They are particularly useful for retinal stimulation to create artificial vision, cochlear stimulation to create artificial hearing, and cortical stimulation, and many related purposes. The pressure applied against the retina, or other neural tissue, by an electrode array is critical. Too little pressure causes increased electrical resistance, along with electric field dispersion. Too much pressure may block blood flow. Common flexible circuit fabrication techniques generally require that a flexible circuit electrode array be made flat. Since neural tissue is almost never flat, a flat array will necessarily apply uneven pressure. Further, the edges of a flexible circuit polymer array may be sharp and cut the delicate neural tissue. It is advantageous that the array edges not contact tissue. | 1. A visual prosthesis comprising: an implantable electronics unit within a hermetic package; a secondary coil suitable to receive visual data from an external source connected to the implantable electronics unit; and a flexible circuit electrode array connected to the electronics unit including a polymer base layer, metal traces deposited on said polymer base layer, including electrodes suitable to stimulate neural tissue, said polymer base layer and said metal traces are embedded in a body, said body being curved.
3741 | Method and apparatus to perform electrode combination selection | Approaches for selecting an electrode combination of multi-electrode pacing devices are described. Electrode combination parameters that support cardiac function consistent with a prescribed therapy are evaluated for each of a plurality of electrode combinations. Electrode combination parameters that do not support cardiac function are evaluated for each of the plurality of electrode combinations. An order is determined for the electrode combinations based on the parameter evaluations. An electrode combination is selected based on the order, and therapy is delivered using the selected electrode combination. | 1. A patient external device, comprising: communication circuitry for receiving sensed data, wherein the sensed data comprises information associated with a capture threshold for each of two or more electrode combinations and information associated with a phrenic nerve activation for each of the two or more electrode combinations; a user interface comprising a display; a controller operatively coupled to the communications circuitry and the display, the controller configured to: access the information received via the communication circuitry and display an indication of a capture threshold and an indication of phrenic nerve activation for each of two or more electrode combinations on the display; accept a selection of one of the two or more displayed electrode combinations from a user via the user interface; and program an implantable device via the communication circuitry to use the selected electrode combination to delivery therapy.
3742 | Charging system for an implantable medical device employing magnetic and electric fields | A base station for passively recharging a battery in an implant without patient involvement is disclosed. The base station can be hand held or may comprise equipment configured to be placed at a fixed location, such as under a bed, on or next to a wall, etc. The base station can generate electric and magnetic fields (E-field and B-field) that couple with an antenna and a receiving coil within the implant to generate a charging current for charging the implant's battery. No handling or manipulation on part of the patient is necessary; the implant battery is passively charged whenever the patient is within range of either the magnetic or electric charging fields generated by base station. Charging using the B-field occurs when the IPG is at a relatively short distance from the base station, while charging using the E-field occurs at longer distances. | 1. An implantable medical device, comprising: a first antenna configured to receive an electric field for powering the implantable medical device; a second antenna configured to receive a magnetic field for powering the implantable medical device; and control circuitry configured to determine whether either or both of the electric field and the magnetic field have been received at the first or second antennas respectively, and for issuing at least one control signal enabling powering the implantable medical device either by the electric field or the magnetic field.
3743 | Systems and methods for low energy wake-up and pairing for use with implantable medical devices | Techniques are provided for use with implantable medical devices or trial medical devices for wirelessly connecting the devices to external instruments such as tablet computers or smartphones. In an example where the medical device is an implantable neurostimulator, the neurostimulator passively detects wireless wake-up signals generated by the external instrument, i.e. the neurostimulator "sniffs" for advertisement signals generated by the external instrument. In response to passive detection of a wake-up signal, the implantable neurostimulator determines if a response is warranted and, if so, the neurostimulator activates its wireless transmission components to transmit an acknowledgement signal to the external instrument so as to complete a wake-up and handshake protocol. In this manner, power consumption within the implantable device (or within a similarly equipped trial medical device) can be reduced compared to devices that would otherwise periodically transmit advertisement signals even when no external mobile instrument is present. | 1. A method for use by an implantable medical device for implant within a patient, the method comprising: passively detecting wireless wake-up signals generated by an external instrument equipped to communicate with the implantable medical device, wherein the external instrument is one of a plurality of external instruments capable of communicating with the implantable medical device, and wherein at least some of the plurality of external instruments are not authorized to communicate with the implantable medical device; and in response to passive detection of a wake-up signal from the external instrument, determining if a response to the wake-up signal is warranted and, if so, activating wireless signal transmission components of the implantable medical device and transmitting an acknowledgement signal to the external instrument, wherein determining if a response to the wake-up signal is warranted includes determining if the external instrument generating the wake-up signal is authorized to wake up the implantable medical device based on a coded signal received from the external instrument that indicates the external instrument is authorized to wake up the implantable medical device and that differs from coded signals from at least some other external instruments capable of communicating with the implantable medical device but not authorized to wake up the implantable medical device.
3744 | Low impedance oxide resistant grounded capacitor for an AIMD | A hermetically sealed filtered feedthrough assembly for an AIMD includes an electrically conductive ferrule with an electrically conductive extension at least partially extending into the ferrule opening. An electrically non-conductive insulator hermetically seals the ferrule opening. An electrically conductive pathway is hermetically sealed and disposed through the insulator between a body fluid and device side. A filter capacitor is located on the device side. A first low impedance electrical coupling is between a first metallization of the filter capacitor and the pathway. A ground conductor is disposed through the filter capacitor in non-conductive relation with the at least one active and ground electrode plates, where the ground conductor is electrically coupled to the extension of the ferrule. An oxide-resistant metal addition is disposed on the device side and electrically couples the ground conductor to the second metallization of the filter capacitor. | 1. A hermetically sealed filtered feedthrough assembly for an implantable medical device, the filtered feedthrough assembly comprising: a) a ferrule of an electrically conductive material, the ferrule comprising a ferrule sidewall defining a ferrule opening, wherein the ferrule comprises a ferrule extension partially extending into the ferrule opening; b) an insulator of electrically non-conductive material, the insulator comprising an outer insulator surface extending longitudinally from a first insulator end to a second insulator end, wherein the insulator is hermetically sealed to the conductive ferrule sidewall in the ferrule opening, and wherein the insulator has at least a first insulator bore extending there through to the first and second insulator ends; c) a filter capacitor, comprising: i) a dielectric comprising an outer dielectric surface extending longitudinally from a first dielectric end to a second dielectric end, wherein the second dielectric end is longitudinally disposed adjacent to the first insulator end; ii) at least one active electrode plate supported by the dielectric in an interleaved, partially overlapping relationship with at least one ground electrode plate; and iii) at least a first and a second dielectric bores extending through the dielectric to the first and second dielectric ends; d) a first metallization electrically contacted to the at least one active electrode plate in the first dielectric bore; e) a conductor comprising an electrically conductive material hermetically sealed and disposed through the first insulator bore, wherein the conductor is in a non-conductive relation with the conductive ferrule and extends through the dielectric bore so that a first conductor end is adjacent to the first dielectric end and a second conductor end is adjacent to the second insulator end; f) a first electrically conductive material coupling the conductor in the dielectric bore to the first metallization coupled to the active electrode plate; g) a second metallization electrically contacted to the ground electrode plate at at least a portion of the outer dielectric surface; and h) a ground conductor extending through the dielectric in a non-conductive relation with the active and ground electrode plates, wherein the ground conductor has a first ground conductor end spaced from a second ground conductor end, and wherein the second ground conductor end is electrically and physically coupled to the ferrule extension; and i) an oxide-resistant metal addition electrically and physically coupling from the second metallization contacted to the ground electrode plate at the outer dielectric surface to a location on the ground conductor spaced from the second ground conductor end coupled to the ferrule extension.
3745 | Lower leg sensing device and method of providing data therefrom | A lower leg sensing device includes a housing, a leg attachment member and real time data providing member. The housing includes a position angle sensor, an magnetic field sensor, and a foot contact sensor. The leg attachment member is configured to facilitate attachment of the housing to the lower leg of a user. The real-time data providing member provides data, in real-time, pertaining to the angle of a lower leg of a user relative to a line of gravity upon contact with an outside surface by a leg of a user. A method of providing data to a user that is running or walking is also disclosed. | 1. A method of providing data to a user that is running or walking comprising the steps of: providing a lower leg sensing device having a mounting member configured to mount the lower leg sensing device on a user leg between the user'ss knee and ankle, the lower leg sensing device including at least a position angle sensor configured to measure a shank angle of the user at a time of a foot contact and a foot contact sensor and a magnetic field measurement system configured to measure a magnet positioned on a user leg; coupling the lower leg sensing device to a lower leg of a user between the user'ss knee and ankle; sampling the position angle sensor and the foot contact sensor; determining the angle of the lower leg relative to a line of gravity based upon the data received from the position angle sensor and the foot contact sensor; providing information to a user pertaining to the angle of the lower leg relative to the line of gravity; comparing the angle that has been determined to a known range of acceptable angles using a program module; providing a user understandable signal to a user sufficient for the user to determine whether the angle that has been determined is within the known range of acceptable angles; providing a first user understandable signal if the angle that has been determined is within the known range of acceptable angles; providing a second user understandable signal if the angle that has been determined is outside of the known range of acceptable angles on a first side of the range.
3746 | Navigation device for the visually-impaired | A hand-held device for allowing the visually-impaired to navigate an environment includes a housing defining an interior space of the device. The device recognizes the position of objects in the environment external to the device and is programmed to determine a path through the objects. A speaker delivers audio instructions to a user of the device regarding the pathway through the objects. A method of navigating through such objects is provided by the device. | 1. A hand-held device for allowing a visually-impaired user to navigate an environment, the device comprising: a housing defining an interior space of said device; an object location means contained within said housing and having access to an environment external to the housing through an opening therein, the object location means configured to identify the location of objects external to said hand-held device in real time; a processor in electronic communication with said object location means and programmed to receive information from the object location means; and a speaker in electronic communication with said processor for delivering audio information to a user of said hand-held device, wherein the hand-held device is programmed to provide a user of the hand-held device with audio instructions, via said speaker, for navigating through the detected objects.
3747 | Wireless, motion and position-sensing, integrating radiation sensor for occupational and environmental dosimetry | Described is a radiation dosimeter including multiple sensor devices (including one or more passive integrating electronic radiation sensor, a MEMS accelerometers, a wireless transmitters and, optionally, a GPS, a thermistor, or other chemical, biological or EMF sensors) and a computer program for the simultaneous detection and wireless transmission of ionizing radiation, motion and global position for use in occupational and environmental dosimetry. The described dosimeter utilizes new processes and algorithms to create a self-contained, passive, integrating dosimeter. Furthermore, disclosed embodiments provide the use of MEMS and nanotechnology manufacturing techniques to encapsulate individual ionizing radiation sensor elements within a radiation attenuating material that provides a "filtration bubble" around the sensor element, the use of multiple attenuating materials (filters) around multiple sensor elements, and the use of a software algorithm to discriminate between different types of ionizing radiation and different radiation energy. | 1. A device comprising: a radiation sensor array comprising one or more radiation sensors; wherein each of the one or more radiation sensors is configured to provide an optimal angular response to radiation detected by each of the one or more radiation sensors; and wherein the optimal angular response of each of the one or more radiation sensors is independent of the angle of incidence of the radiation detected by each of the one or more radiation sensors.
3748 | Monitoring device with selectable wireless communication | One or more sensors are coupled to a monitoring device which has a unique user ID. The one or more sensors acquire user information selected from of at least one of, a user's activities, behaviors and habit information. ID circuitry including ID storage, a communication system that reads and transmits the unique ID from an ID storage, a power source and a pathway system to route signals through the circuitry is at the monitoring device. A multi-protocol wireless controller coupled to one or more wireless interfaces is at the monitoring device and characterizes available networks to determine current network information. A wireless connectivity assistant is at the monitoring device and selects one of the available networks based on the current network information and at least one of user preferences, application requirements and system information. A telemetry system is in communication with the monitoring device. | 1. A wireless communication system for a medical monitoring device, comprising: one or more sensors coupled to the medical monitoring device that has a unique user ID, the one or more sensors acquiring user information selected from of at least one of, a user'ss activities, behaviors and habit information, the medical monitoring device configured to provide a change of data capture frequency of at least one of the one or more sensors and ability to change how often the medical monitoring device samples the at least one of the one or more sensors based on received sensor data, and the medical monitoring device configured to identify its user based on its user movement pattern and one or more its user habits; ID circuitry at the monitoring device, the ID circuitry including ID storage, a communication system that reads and transmits the unique ID from an ID storage, a power source and a pathway system to route signals through the circuitry; a multi-protocol wireless controller at the medical monitoring device that in operation characterizes available networks to determine current network information, the wireless controller coupled to one or more wireless interfaces; a wireless connectivity assistant at the medical monitoring device to select one of the available networks based on the current network information and at least one of user preferences, application requirements and system information; and a telemetry system including a processor in communication with the medical monitoring device.
3749 | Tracking biological and other samples using RFID tags | A box mapper has (i) a frame configured to receive a sample box of RFID-tagged sample vials and (ii) a set of antennae configured to read the vial RFID tags of the sample vials to determine the identity and position of each sample vial in the sample box. In one embodiment, the set of antennae include two mutually orthogonal subsets of biphase digit antennae. | 1. Apparatus having a box mapper, the box mapper comprising: a frame configured to receive a sample box of RFID-tagged sample vials; and a set of antennas configured to read the vial RFID tags of the sample vials to determine identity and position of each sample vial in the sample box, wherein the sample box does not have antennas configured to read the vial RFID tags of the sample vials stored in the sample box.
3750 | Systems and methods for a dual band antenna for an internal medical device | A dual band antenna mounted to a case of an implantable medical device (IMD) for implant within a patient is provided. The dual band antenna includes a first antenna sub-structure (FAS) and a second antenna sub-structure (SAS) each separately tuned to match a corresponding first and second resonant frequency, by adjusting at least one of relative lengths of the FAS and SAS, a capacitance of the FAS, a location of the SAS relative to the FAS and a cross-sectional area of conducting elements forming the components of the antenna. The FAS is formed as an inverted E-shaped antenna having three branches. The first branch of the antenna is capacitive, a second branch provides a radio frequency signal feed and a third branch provides a shunt to ground. The SAS is formed as a mono-pole antenna that is formed integral with, and extends from, the FAS. | 1. An implantable medical device for implant within a patient, the device comprising: a case; radio frequency (RF) communication components housed with the case; a header mounted to the case, the header having a first end, a second end, a top portion and a bottom portion, with the bottom portion mounted to the case; a dual band antenna positioned within the header and coupled to the RF communication components, the dual band antenna including a first antenna sub-structure and a second antenna sub-structure, the dual band antenna further including an main conducting arm having a first end and a second end with the main conducting arm positioned in the top portion of the header between the first and second ends of the header; the first antenna sub-structure including an inductive branch having a first end and an second end, with the first end of the inductive branch connected to the second end of the main conducting arm, and the second end of the inductive branch shunted to ground; the first antenna sub-structure further including an L-shaped capacitive branch with the top of the L-shaped capacitive branch connected to and extending from the first end of the main conducting arm towards the case, with a capacitor mounted to end of the L-shaped capacitive branch distal to the top of capacitive branch; the first antenna sub-structure further including an RF signal feed branch positioned between the capacitive branch and the inductive branch, the RF signal branch having a first end connected to the second end of the main conduction arm and a second end being coupled to the RF communication components; and the second antenna sub-structure including a mon-pole antenna extending from the RF signal feed branch and connected to the RF signal feed branch intermediate the first and second ends of the RF signal branch.
3751 | Ferrule for implantable medical device | A ferrule for an implantable medical device (IMD) can employ stamped metal portion including an electrically-conductive ferrule portion. The stamped ferrule portion can be affixed to a wall of a housing of the IMD. The resulting ferrule can provide cost savings or higher production throughput over a ferrule employing machined ferrule portion. | 1. An apparatus for providing electrical communication through a housing that is metallic and hermetically sealed, the apparatus comprising: a one-piece ferrule that is biocompatible, the ferrule configured to be located at least partially within a passage into an implantable medical device housing, the ferrule including: an exterior flange configured to abut an exterior surface of the metallic housing, the exterior flange defining an exit opening; a tunnel extending from the exterior flange, the tunnel defining a tunnel interior extending away from the exit opening and terminating at inlet opening of the ferrule; at least one interior tab extending away from an interior of the tunnel in a direction generally aligned with the exterior flange such that a first surface of the at least one interior tab faces the exterior flange and a second, opposite surface of the at least one interior tab faces away from the exterior flange, the at least one interior tab configured to exert a spring bias with the first surface directly against an interior surface of the metallic housing and toward the exterior flange while the exterior flange abuts the exterior surface of the metallic housing to draw the exterior flange toward the exterior surface of the metallic housing; an electrically insulative insert disposed at least partially inside the tunnel; and a hermetic seal disposed between the electrically insulative insert and the tunnel.
3752 | Interference signal cancellor with active tunable notch filter | An interfering signal canceller for cancelling an interfering signal component of an input signal includes a voltage sensor element disposed in a primary path and fed by the input signal, a coupler disposed in the primary path and fed by the voltage sensor element, a Hartley image-reject element disposed in an auxiliary path and fed by the input signal for converting the input signal to an intermediate or baseband frequency signal, a phase slope compensator disposed in the auxiliary path after the Hartley image-reject element to allow broadband phase adjustment of the interfering signal component of a converted input signal, and an inverse Hartley image-reject element disposed in the auxiliary path after the phase phase slope compensator to convert the passed the interfering signal component to the predetermined band of frequencies and having an output fed to the coupler. | 1. An interfering signal canceller for cancelling an interfering signal component of an input signal, having a predetermined band of frequencies, from a desired signal component of the input signal, wherein the input signal is fed to a primary path and an auxiliary path, the interfering signal canceller comprising: a voltage sensor element disposed in the primary path and fed by the input signal; a coupler disposed in the primary path and fed by the voltage sensor element; a Hartley image-reject element disposed in the auxiliary path and fed by the input signal for converting the input signal to an intermediate or baseband frequency signal; a phase slope compensator disposed in the auxiliary path after the Hartley image-reject element to phase adjust an interfering signal component of a converted input signal; and an inverse Hartley image-reject element disposed in the auxiliary path after the phase slope compensator to convert the passed the interfering signal component to the predetermined band of frequencies and having an output fed to the coupler.
3753 | Video multimode multimedia data communication systems | Multimode multimedia mobile wireless data communication system provides received demodulated location finder signal with a mobile device generated photo camera generated signal into a cross-correlated in-phase and quadrature-phase filtered baseband signal and modulates and transmits the cross-correlated signal. Mobile device for receiving and converting a video signal, generated in mobile device, into an OFDM video signal and providing OFDM video signal to a modulator and transmitter. Mobile device receives and demodulates a modulated spread spectrum baseband signal and provides the spread spectrum baseband signal to an OFDM baseband unit for modulation and transmission of OFDM baseband signal. Converting a user generated touch screen signal into a touch screen control signal, for control of mobile device. | 1. A wireless system comprising: a first receiver and a first demodulator for reception and demodulation of one or more modulated signals, in a mobile device, into a demodulated location finder baseband signal; a first processor for processing in said mobile device a photo camera signal with said location finder baseband signal into a cross-correlated in-phase and quadrature-phase filtered baseband signal and for providing said cross-correlated signal to a first modulator for modulation of said cross-correlated signal into a cross-correlated modulated signal; a second processor for processing, in said mobile device, a video signal into a first Orthogonal Frequency Division Multiplex (OFDM) processed baseband signal and providing said first OFDM processed baseband signal to a second modulator for modulation of said first OFDM processed baseband signal into a first OFDM modulated signal; a first transmitter for transmission of said cross-correlated modulated signal; a second transmitter for transmission of said first OFDM modulated signal; a second receiver and a second demodulator for receiving and demodulating, in said mobile device, a modulated spread spectrum signal into a demodulated spread spectrum baseband signal; a third processor for processing said demodulated spread spectrum signal into a second OFDM processed baseband; said second modulator for modulation and transmission of said second OFDM processed baseband signal into a second OFDM modulated signal; said second transmitter for transmission of said second OFDM modulated signal; and a fourth processor for processing a user generated touch screen signal into a touch screen control signal, for said user control of said transmission of said first modulator or said second modulator modulated signal.
3754 | Streaming music using authentication information | Techniques provided herein may facilitate set-up of an audio system with audio content services that have been previously registered on a second system. An example technique involves a computing device maintaining data representing a list of audio services from which an audio system can receive streaming music and data indicating that a first audio service is registered with the audio system. The device receives data indicating a second audio service added to the list of audio services. An application on the computing device may be configured to receive streaming music from the second audio service using particular authentication information. The device causes display of a graphical representation of the second service indicating that the particular authentication information is available from the application. The device may detect a selection of the second service and cause the audio system to receive streaming music from the second service using the particular authentication information. | 1. A method comprising: maintaining, by a computing device, (i) data representing a list of audio services from which an audio system can receive streaming music and (ii) data indicating that a first audio service is registered with the audio system, wherein the list of audio services includes at least the first audio service; receiving, by the computing device, data indicating a second audio service added to the list of audio services, wherein an application on the computing device is configured to receive streaming music from the second audio service using particular authentication information; providing, for display on a graphical interface of the computing device, a graphical representation of the second audio service, wherein the graphical representation indicates that at least a portion of the particular authentication information is available from the application; detecting, via the graphical interface, a selection of the second audio service; and causing, by the computing device, the audio system to receive streaming music from the second audio service using the particular authentication information.
3755 | Security threat detection using domain name registrations | Domain names are determined for each computational event in a set, each event detailing requests or posts of webpages. A number of events or accesses associated with each domain name within a time period is determined. A registrar is further queried to determine when the domain name was registered. An object is generated that includes a representation of the access count and an age since registration for each domain names. A client can interact with the object to explore representations of domain names associated with high access counts and recent registrations. Upon determining that a given domain name is suspicious, a rule can be generated to block access to the domain name. | 1. A method, comprising: extracting a set of accessed domain names from a set of events stored in a field-searchable data store; identifying a respective registration time for each accessed domain name in the set of accessed domain names, wherein the respective registration time is indicative of when the accessed domain name was registered with a registrar; identifying a subset of accessed domain names in the set of accessed domain names for which the identified respective registration time of each accessed domain name in the subset is recent relative to times for other accessed domain names in the set of accessed domain names; determining, for each accessed domain name in the subset, an access count corresponding to how many times the set of events indicates that the accessed domain name in the subset was accessed; causing display of information relating to the access count corresponding to each accessed domain name in the subset; wherein the method is performed by one or more computing devices.
3756 | Device and system for in vivo imaging | The present invention provides a system and method for obtaining in vivo images. The system contains an imaging system and a transmitter for transmitting signals from a camera to a receiving system located outside a patient. | 1. A swallowable capsule for in vivo imaging of the gastrointestinal tract, said capsule comprising a housing, including a single uninterrupted transparent dome shaped optical window, the housing enclosing at least: an imaging camera; a plurality of illumination sources for emitting light to a gastrointestinal tract site from the base of the single uninterrupted transparent dome shaped optical window; a lens for receiving at the base of the single uninterrupted transparent dome shaped optical window light reflected from the gastrointestinal tract site onto the imaging camera, the lens and the illumination sources being separated from the single uninterrupted transparent dome shaped optical window, the imaging camera imaging the site via the single uninterrupted transparent dome shaped optical window and via the lens, and the illumination sources illuminating the site directly via the single uninterrupted transparent dome shaped optical window and not via the lens; and a transmitter for transmitting an output of the imaging camera.
3757 | Photostructured magnetic devices and methods for making same | A photostructurable ceramic is processed using photostructuring process steps for embedding devices within a photostructurable ceramic volume, the devices may include one or more of chemical, mechanical, electronic, electromagnetic, optical, and acoustic devices, all made in part by creating device material within the ceramic or by disposing a device material through surface ports of the ceramic volume, with the devices being interconnected using internal connections and surface interfaces. | 1. An embedded electromagnetic device comprising: a photostructurable glass-ceramic volume encapsulating plumbing, wherein the glass-ceramic volume comprises a homogeneous volume of unexposed photostructurable ceramic material for encapsulating the device material; and device material disposed in the plumbing, the device material being an electromagnetic material that forms an electromagnetic device encapsulated by the ceramic volume; a conductor port disposed on an outer surface of the glass-ceramic volume; a conductor conduit disposed within the glass-ceramic volume, the conductor conduit providing a fluid path between the conductor port and the electromagnetic device; and a conductor comprising conductor material disposed in the conductor conduit between the conductor port and the electromagnetic device, wherein the conductor is electrically isolated from the conductor port.
3758 | Litz wire battery powered device | A medical instrument is disclosed. The medical instrument includes a housing and a handle for gripping by a user, an end effector coupled to the handle and having at least one electrical contact, a battery, and a radio frequency (RF) generation circuit coupled to and operated by the battery. The RF generation circuit is operable to generate an RF drive signal and to provide the RF drive signal to the at least one electrical contact, wherein the RF generation circuit is supported by the housing. The RF generation circuit includes a resonant circuit that includes at least one inductive element constructed of litz wire. | 1. A medical instrument comprising: a housing and a handle for gripping by a user, an end effector coupled to the handle and having at least one electrical contact; a battery; a radio frequency (RF) generation circuit coupled to and operated by the battery and operable to generate an RF drive signal having a predetermined frequency and phase and to provide the RF drive signal to the at least one electrical contact, wherein the RF generation circuit is supported by the housing; and a sampling circuit; wherein the RF generation circuit comprises a resonant circuit comprising at least one inductive element constructed of litz wire; wherein the sampling circuit is configured to sample a sensed voltage or current signal at a sampling frequency that varies in synchronism with the frequency and phase of the RF drive signal.
3759 | Surgical instrument shaft with resiliently biased coupling to handpiece | An ultrasonic surgical instrument includes a reusable handle assembly and a removable and disposable shaft assembly. The handle assembly includes a trigger, a housing having a distal aperture formed in a distal end of the housing, and a drive member in communication with the trigger to actuate the drive member. The shaft assembly includes a proximal shaft portion, a rotator knob having a coupling feature, a transmission assembly extending distally from the proximal shaft portion, and an end effector coupled to the distal end of the transmission assembly. The drive member of the handle assembly is removably coupled to the proximal shaft portion of the shaft assembly. Another version includes a drive member of the handle assembly configured to removably engage a proximal shaft portion of the shaft assembly via a biasing member. Another version includes a waveguide of the transmission assembly non-threadably coupled to a transducer. | 1. A surgical instrument comprising: (a) a handle assembly comprising: i. a trigger, ii. a housing having a distal aperture formed in a distal end of the housing, and iv. a drive member in communication with the trigger such that actuation of the trigger is configured to actuate the drive member in a first direction; and (b) a transmission assembly comprising: i. a proximal shaft portion received within the distal aperture, ii. a rotator knob, the rotator knob having a proximal portion and a distal portion, the proximal portion received within the distal aperture, and the distal portion projecting distally from distal end of the housing, the proximal portion having a coupling feature configured to removably couple the rotator knob relative to the housing, wherein the coupling feature is further configured to uncouple the rotator knob relative to the housing such that the proximal portion of the rotator knob is configured to be removed distally from the distal aperture of the housing, iii. a distal shaft assembly extending distally relative to the rotator knob, and iv. an end effector coupled to a distal end of the distal shaft assembly; wherein the drive member of the handle assembly is removably coupled to the proximal shaft portion of the transmission assembly, and wherein the proximal shaft portion of the transmission assembly is configured to be removed distally from the distal aperture of the housing.
3760 | Analysis of wireless communication links between medical devices | A system and method of processing information regarding medical devices in wireless communication with each other is provided in which a controller device has a first wireless communication link with a first medical device, such as an analyte sensor, and a second wireless communication link with a second medical device, such as a delivery device. A processor in the controller device monitors the status of the first and second wireless links and upon noting a degradation of either one, compares the first wireless link status with the second wireless link status and provides guidance for resolving a communication problem based on the comparison. The latency of the communicating medical devices is considered. | 1. A communication link analysis system for use with a plurality of medical devices in wireless communication with each other, the system comprising: a medical sensor device having a sensor device wireless communication unit; a medical delivery device having a pump device wireless communication unit; a display device configured to visually display information to a user; and a controller device having a processor, a first wireless communication unit, and a second wireless communication unit, wherein the processor is programmed to establish a first communication link between the first wireless communication unit and the sensor device wireless communication unit, and the processor is programmed to establish a second communication link between the second wireless communication unit and the delivery device wireless communication unit; wherein the processor is further programmed to monitor each of the first and second communication links for status and for the existence of degradation, and if degradation is detected in a wireless communication link, the processor is further programmed to compare the first wireless link status with the second wireless link status to determine the cause of the detected degradation; and wherein the processor is further programmed to control the display to visually provide a user with guidance on how to resolve the degradation.
3761 | Probe for implantable electro-stimulation device | The invention relates to a probe for an implantable electro-stimulation device. The probe ( 20 ) has a distal end ( 12 ) and a proximal end ( 13 ), and moreover comprises: one or more electrodes ( 11 ) a shield ( 21 ) of conducting material covering a major part of the probe, said shield extending from the vicinity of at least one of the one or more electrodes ( 11 ) towards the proximal end ( 13 ) or towards the distal end ( 12 ) of the probe ( 20 ); and a layer ( 22 a, 22 b) of insulating material covering part of the shield ( 21 ) in the vicinity of the at least one of the one or more electrodes. The shield protects wires ( 14 ), extending from electrodes to the proximal end of the probe, from undesired interference of external RF fields. The exposed part of the shield not covered by the layer of insulating material serves as a return electrode for the electrostimulation signal path. | 1. A probe for an implantable electro-stimulation device, said probe comprising: a distal end and a proximal end; one or more electrodes on the probe; a shield of conducting material covering a part of the probe, said shield extending from the vicinity of the one or more electrodes towards the proximal end or towards the distal end of the probe; and a layer of insulating material covering part of the shield in the vicinity of the one or more electrodes, wherein an exposed area of the shield not covered by the layer of insulating material is at least one order of magnitude larger than an area of one of the one or more electrodes, and is configured to be a return electrode for electrical stimulation current from the electrodes, and wherein at least a portion of the layer of insulating material covering the part of the shield is between the one or more electrodes and the exposed area of the shield.
3762 | Diversity antennas for neurostimulator programming devices | The present disclosure involves a method of communicating with an implantable medical device. A programmer is provided. The programmer has a plurality of diversity antennas. The diversity antennas are configured to send wireless signals to the implantable medical device. A subset of the diversity antennas is selected. A communications link is established between the programmer and the implantable medical device through the selected subset of the diversity antennas. A link quality of the communications link is measured. A different subset of the diversity antennas is selected to communicate with the implantable medical device if the link quality falls below a predetermined threshold. | 1. A method of communicating with an implantable medical device, comprising: providing a programmer having a plurality of diversity antennas, the diversity antennas being configured to send wireless signals to the implantable medical device; selecting a subset of the diversity antennas, wherein the selecting the subset of the diversity antennas comprises: determining whether a saved subset of diversity antennas exists; if the saved subset exists, selecting the saved subset as an initial subset; if the saved subset does not exist, selecting an arbitrary subset as the initial subset; trying different combinations of diversity antennas, starting with the initial subset, until a particular combination of antennas has been verified to be capable of maintaining a connection between the programmer and the medical device; and selecting the particular combination of antennas as the selected subset; establishing a communications link between the programmer and the implantable medical device through the selected subset of the diversity antennas; measuring a link quality of the communications link; and selecting a different subset of the diversity antennas to communicate with the implantable medical device if the link quality falls below a predetermined threshold.
3763 | CPR assistance and effectiveness display | An instrument is described for assisting a rescuer in the proper administration of CPR. A sensor detects movement of the chest caused by ventilation. The sensor signals are processed to produce a control signal representative of the effectiveness of the ventilation. A lung icon is displayed in the outline shape of human lungs and the outline is displayed filled to a level which indicates the effectiveness of the ventilation. | 1. An instrument which assists a rescuer in the administration of CPR comprising: a sensor which operates to sense an effect of ventilation and produce output signals indicative of the ventilation; a processor, responsive to the sensor output signals, which produces a control signal which represents the effectiveness of the ventilation including displacement; and a display which may be viewed by an administrator of CPR and comprises a lung icon illustrating the effectiveness of the ventilation by the degree to which the lung icon is displayed as filled, wherein the lung icon is displayed as filled to a degree which is in relation to displacement.
3764 | Method and apparatus for improving performance | The present invention relates generally to a training method and apparatus for improving performance. | 1. An apparatus comprising: a performance system, wherein the performance system includes a treadmill; at least one sensor for measuring a first parameter of a subject, wherein the first parameter is a parameter of a subject being trained and measured by the performance system; the at least one sensor measuring an initial measurement of the first parameter; a control system for controlling a second parameter, wherein the second parameter is a speed of the treadmill; the control system setting an initial value for the second parameter; the control system determining a range of tolerance surrounding the initial measurement of the first parameter, the range of tolerance being ±2% of a value of the first parameter; a timer for recording an elapsed time of a given activity; the control system determining for the given activity, a point of efficiency of the subject by measuring the first parameter of the subject, the point of efficiency being the maximum value of the second parameter whereby a state of accommodation is maintained, the state of accommodation being maintained as long as the subject trains without the value of the first parameter exceeding the range of tolerance, wherein the point of efficiency is determined by repeatedly increasing stress on the subject within the range of tolerance surrounding the initial measurement of the first parameter by controlling the second parameter until just prior to the subject no longer being able to accommodate additional stress and entering a state of inefficiency or exhaustion.
3765 | Optomechanical non-reciprocal device | There is set forth herein an optomechanical device which can comprise a first mirror and a second mirror forming with the first mirror a cavity. In one aspect the first mirror can be a movable mirror. The optomechanical device can be adapted so that the first mirror is moveable responsively to radiation force. | 1. An optomechanical device comprising: a first mirror; and a second mirror forming with the first mirror a cavity; wherein the first mirror is a movable mirror; wherein the optomechanical device is adapted so that the first mirror is moveable responsively to radiation force; wherein the optomechanical device includes a mechanical stop for stopping the first mirror at a certain position to result in a certain resonance wavelength band of the cavity being defined; and wherein the optomechanical device is operative so that light incident on the cavity in a forward direction results in a first set of radiation forces on the first mirror, and wherein the optomechanical device is further operative so that reflected light transmitted through the cavity incident on the cavity in a backward direction results in a second set of radiation forces on the first mirror, a sum of the second set of radiation forces being different from a sum of the first set of radiation forces.
3766 | Remote flashing during infusion | A medical device controller operating in conjunction with a medical device determines one or more current versions of executable code associated with one or more processors in a medical device. Medical devices may include infusion pumps, other patient treatment devices as well as vital signs monitors. The medical device controller determines one or more current versions of executable code and configuration information associated with the one or more processors in the medical device. The medical device controller further determines which of the processors in the medical device require updated executable code, and which of the processors in the medical device require updated configuration information. The medical device controller distributes to the medical device as required at least one of the updated executable code and the updated configuration information. The medical device deploys the distributed updates, and activates the updates at a clinically appropriate time. | 1. A method comprising: determining, at a medical device controller, one or more current versions of executable code associated with one or more processors in a medical device, wherein the medical device controller operates in conjunction with the medical device; determining, at the medical device controller, one or more current versions of configuration information associated with the one or more processors in the medical device; determining, at the medical device controller, which of the one or more processors in the medical device require updated executable code and which of the one or more processors in the medical device require updated configuration information, wherein the updated configuration information comprises one or more clinical data sets including patient treatment information; and distributing, from the medical device controller to the medical device, at least one of the updated executable code and the updated configuration information as required by the one or more processors in the medical device, wherein the updated configuration information is associated with the updated executable code, and wherein the at least one of the updated executable code and the updated configuration information is activated at the medical device at a clinically appropriate time determined based on the patient treatment information.
3767 | Medical simulation system and method with configurable anatomy model manufacturing | Simulation systems and methods may enable medical training. A manufacturing unit may receive data from a configuration unit indicating identification and manufacturing parameters for an anatomy model. A data processing unit may receive data from the configuration unit identifying the anatomy model, and data from a calibration unit indicating a position and/or orientation of a position and orientation sensor relative to the anatomy model. The data processing unit may also receive data from the position and orientation sensor indicating a position and/or orientation of the anatomy model. The data processing unit may generate a virtual image using the data from the position and orientation sensor, the data from the calibration unit, and the data from the configuration unit. The data processing unit may render the virtual image to a display. | 1. A simulation system comprising: a data processing unit; a display in communication with the data processing unit; an interchangeable anatomy model having an anatomy model identification; a position and orientation sensor configured to attach to the interchangeable anatomy model; a calibration unit configured to store the anatomy model identification and calibration data associated with the position and orientation sensor and the interchangeable anatomy model; wherein the data processing unit is configured to: receive the anatomy model identification from the calibration unit; identify the interchangeable anatomy model based on the anatomy model identification and propose a choice of simulation scenarios based on the identification, each simulation scenario comprising a virtual reality (VR) model or an augmented reality (AR) model; receive a selection of one of the simulation scenarios from a user; receive data from the position and orientation sensor indicating the position of the interchangeable anatomy model, the orientation of the interchangeable anatomy model, or a combination thereof; receive the calibration data from the calibration unit indicating a position of the position and orientation sensor relative to the interchangeable anatomy model, an orientation of the position and orientation sensor relative to the interchangeable anatomy model, or a combination thereof; generate the VR model or AR model associated with the selected simulation scenario using the data from the position and orientation sensor and the calibration data from the calibration unit; and render the VR model or AR model to the display.
3768 | Telemetry system with remote firmware updates | A system is provided for that sends firmware updates from a telemetry system to a monitoring device. One or more sensors are coupled to a monitoring device that has a unique user ID. The one or more sensors acquire user information selected from of at least one of, a user's activities, behaviors and habit information. ID circuitry at the monitoring device includes ID storage, a communication system that reads and transmits the unique ID from an ID storage, a power source and a pathway system to route signals through the circuitry and elements to enable installation of a firmware update. A telemetry system is in communication with the one or more sensors. The telemetry system includes a database of user ID's. The telemetry system in operation provides the firmware update to the monitoring device. | 1. A system including one or more processors for sending firmware updates to a monitoring device, comprising: a monitoring device that includes a microphone, an radio frequency (RF) transmitter, and one or more sensors to determine air quality, sound level/quality, light quality and ambient temperature near a user, the monitoring device has a unique user ID of the user to track and/or monitor the user, the RF transmitter serving as a communication system; an accelerometer or other motion detection device configured to detect movement information of the user, the accelerometer and the monitoring device configured to assist to determine sleep information and sleep behavior information of the user, the microphone configured to record movement sounds of the user detected by the accelerometer or the other motion detection device, recording of the one or more sensors is disabled in response to the accelerometer detection of movement information; a telemetry system in communication with the monitoring device, the telemetry system including a database of user ID'ss, the telemetry system at least partially analyzing received sensor data from the one or more sensors of the monitoring device and received movement information from the accelerometer or the other motion detection device and perform the analyzed sensor data and movement information, logic resources at the telemetry system to determine at least one of use sleep activity type, psychiatric behavioral patterns, and habits based on the received sensor data relative to the user; and a firmware update communication that provides selected firmware updates to at least one of the monitoring device or the accelerometer or the other motion detection device based on the analyzed sensor data from the one or more sensors of the monitoring device or the movement information from the telemetry system.
3769 | Radiation imaging apparatus, and control method and program therefor | A radiation imaging apparatus taking an image data of a subject by detecting radiations having passed through the subject, includes a charging control unit configured to control a battery internally attached to the radiation imaging apparatus such that a first charge amount up to which the battery is charged using an external power source connected to the radiation imaging apparatus is different from a second charge amount up to which the battery is charged using an external apparatus. | 1. A radiation imaging apparatus taking image data of a subject by detecting radiation having passed through the subject, comprising: a charging control unit configured to control a battery internally attached to the radiation imaging apparatus such that a first charge amount up to which the battery internally attached to the radiation imaging apparatus is charged using an external power source connected to the radiation imaging apparatus is different from a second charge amount up to which the battery in a state where the battery is unconnected to the radiation image apparatus is charged using an external apparatus.
3770 | Two wire signal transmission | Apparatus, including a first signal source generating a first signal and a second signal source generating a second signal. A cross-over switch is connected between the two sources so as to generate in a direct switch configuration a sum of the first and second signals and in a crossed switch configuration a difference between the first and second signals. The apparatus includes a processor which is configured to receive the sum and the difference, and to recover the first signal and the second signal therefrom. | 1. Apparatus, comprising: a first signal source generating a first signal and a second signal source generating a second signal; a cross-over switch connected between the two sources so as to generate in a direct switch configuration a sum of the first and second signals and in a crossed switch configuration a difference between the first and second signals; and a processor configured to receive the sum and the difference, and to recover the first signal and the second signal therefrom.
3771 | Security threat detection using domain name accesses | Domain names are determined for each computational event in a set, each event detailing requests or posts of webpages. A number of events or accesses associated with each domain name within a time period is determined. A registrar is further queried to determine when the domain name was registered. An object is generated that includes a representation of the access count and an age since registration for each domain names. A client can interact with the object to explore representations of domain names associated with high access counts and recent registrations. Upon determining that a given domain name is suspicious, a rule can be generated to block access to the domain name. | 1. A method, comprising: extracting a set of accessed domain names from a set of events stored in a field-searchable data store, wherein each accessed domain name in the set of accessed domain names was not detected in events generated prior to generation of the set of events; identifying a respective registration time for each accessed domain name in the set of accessed domain names, wherein the respective registration time is indicative of when the accessed domain name was first detected within the set of events; identifying a subset of accessed domain names in the set of accessed domain names for which the identified respective registration time of each accessed domain name in the subset is recent relative to times for other accessed domain names in the set of accessed domain names; determining, for each accessed domain name in the subset, an access count corresponding to how many times the set of events indicates that the accessed domain name in the subset was accessed; causing display of information relating to the access count; wherein the method is performed by one or more computing devices.
3772 | Automatic pairing of wireless peripherals in a system such as pressure support respiratory therapy system | An automatic wireless pairing method includes causing a base unit to wirelessly communicate with a number of wireless peripheral devices and wirelessly receive a peripheral device data signal from each of the wireless peripheral devices, wherein the peripheral device data signal received from each of the wireless peripheral devices is based on one or more measurements made by a sensor of the wireless peripheral device, analyzing in the base unit each of the peripheral device data signals, selecting in the base unit one or more of the wireless peripheral devices based on the analyzing of the peripheral device data signals, and responsive to the selecting step, establishing or maintaining wireless communication according to the wireless communications protocol between the base unit and the selected one or more of the wireless peripheral devices and not the wireless peripheral devices other than the selected one or more of the wireless peripheral devices. | 1. In an environment having: (i) a pressure generating device base unit of a pressure support system structured to generate a flow of breathing gas for delivery to a patient through a patient interface device, the pressure generating device base unit including a base unit sensor, and (ii) a plurality of wireless peripheral devices each including a sensor and each being either a component of the pressure support system or a component of an additional pressure support system in the environment, wherein the pressure generating device base unit and each of the wireless peripheral devices are structured for wireless pairing using a wireless communications protocol, an automatic wireless pairing method, comprising: causing the pressure generating device base unit to at least temporarily wirelessly communicate with one or more of the wireless peripheral devices according to the wireless communications protocol and wirelessly receive a peripheral device data signal from each of the one or more of the wireless peripheral devices, wherein the peripheral device data signal received from each of the one or more of the wireless peripheral devices is based on one or more measurements made by the sensor of the wireless peripheral device; generating in the pressure generating device base unit a number of base unit data signals, wherein each of the base unit data signals is based on one or more measurements made by the base unit sensor; analyzing in the pressure generating device base unit each of the peripheral device data signals and the number of base unit data signals including performing a correlation analysis in the pressure generating device base unit using each of the peripheral device data signals and the number of base unit data signals; selecting in the pressure generating device base unit at least one of the one or more of the wireless peripheral devices based on an outcome of the correlation analysis; and responsive to the selecting step, establishing or maintaining wireless communication according to the wireless communications protocol between the pressure generating device base unit and the selected at least one of the one or more of the wireless peripheral devices and not the wireless peripheral devices other than the selected at least one of the one or more of the wireless peripheral devices.
3773 | Electronic stethoscope device | The electronic stethoscope device has a Medical Acoustic Collector (MAC) used to auscultate a patient. The MAC microphone communicates with a bio-signal filter/amplifier that communicates with a transmitter. A plurality of separable auditory implements includes earbuds and an earpiece. Each of the earbuds and the earpiece are removably docked within the MAC. The auditory implements communicate with the MAC via a Wireless Personal Area Network (WPAN) which includes but is not limited to a Bluetooth® an Infrared Data Acquisition, and a Body Area Network. The device also selectively communicates with existing wireless media capable devices. | 1. An electronic stethoscope device comprising: a medical acoustic collector (MAC) having a larger torus and a smaller torus spaced apart from the larger torus by a substantially hollow central member, the smaller torus having an interior surface and an exterior surface spaced part from the interior surface; a microphone disposed within an inner diameter of the larger torus; a bio-signal filter/amplifier disposed within the central member, the bio-signal filter/amplifier in operational communication with the microphone; a transmitter disposed within the central member, the transmitter in operational communication with the bio-signal filter/amplifier; at least one receptacle disposed within the central member; a universal serial bus (USB) disposed within the exterior surface; an indicator light disposed within the exterior surface; an on/off button disposed within the exterior surface, the on/off button in operational communication with the indicator light; a first power source disposed within the MAC, the first power source in operational communication with the USB, the indicator light, the on/off button, the microphone, the bio-signal filter/amplifier, the transmitter; a plurality of first charging contacts disposed within the MAC, the first charging contacts in operational communication with the first power source; at least one auditory implement, the implement having: a plurality of second charging contacts selectively fitted against the plurality of first charging contacts; a second power source in operational communication with the on/off indicator light, the plurality of second charging contacts; a receiver/amplifier in operational communication with the second power source; a speaker in operational communication with the receiver/amplifier; a wireless personal area network (WPAN) comprising: the transmitter; and the receiver/amplifier.
3774 | User interface in a battery powered device | A medical instrument is disclosed. The medical instrument includes a housing, at least one electrical contact, a radio frequency (RF) generation circuit coupled to and operated by the battery and operable to generate an RF drive signal and to provide the RF drive signal to the at least one electrical contact, and a user interface supported by the housing. The user interface includes visual and audible feedback elements, wherein the state of the instrument can be determined by the state of the visual and audible feedback elements. | 1. A medical instrument comprising: a housing; at least one electrical contact; a radio frequency (RF) generation circuit coupled to and operated by a battery and operable to generate an RF drive signal and to provide the RF drive signal to the at least one electrical contact; and a user interface supported by the housing, the user interface comprising visual and audible feedback elements, wherein the state of the instrument can be determined by the state of the visual and audible feedback elements; wherein at least one audible feedback element provides at least one tone to indicate that the instrument has been powered on when an initialization clip coupled to a trigger element supported by the housing has been removed.
3775 | Apparatus and methods for monitoring objects in a surgical field | Apparatus and methods for identifying and counting objects having identifiers entering and exiting a surgical field are provided. In one embodiment, the apparatus has an entry scanner, a hand held scanner and an exit scanner for generating a detection field and for receiving data which identifies said objects. In another embodiment, the apparatus has a plurality of lower antennas and an upper antenna for generating a detection field and for receiving data which identifies said objects. Various surgical devices with identifiers and methods for preventing electromagnetic coupling between and protecting objects and identifier are also provided. The invention further provides apparatus and methods comprising a handheld scanner and a mat adapted to underlie a patient during a surgical procedure. | 1. A monitoring system configured to detect a surgical sponge having an RF tag, the system comprising: a handheld wand comprising an antenna and configured to be placed into proximity with a surgical patient; a mat comprising an antenna and configured to be placed into proximity with the surgical patient; and a control circuitry disposed in electronic communication with the handheld wand and with the mat, the control circuitry configured to selectively operate the handheld wand and the mat such that one or the other of the handheld wand and the mat emit a detection field, the same one or the other of the handheld wand and the mat further configured to detect a response signal of the RF tag, and the control circuitry further configured to initiate an alarm in response to detecting the response of the RF tag.
3776 | Ingestible circuitry | The present invention provides for safe and reliable electronic circuitry that can be employed in ingestible compositions. The ingestible circuitry of the invention includes a solid support; a conductive element; and an electronic component. Each of the support, conductive element and electronic component are fabricated from an ingestible material. The ingestible circuitry finds use in a variety of different applications, including as components of ingestible identifiers, such as may be found in ingestible event markers, e.g., pharma-informatics enabled pharmaceutical compositions. | 1. A device comprising: a support; a first electrode connected to the support; a second electrode connected to the support; and a control circuit for controlling current flow, wherein the control circuit is secured to the support and wherein the first electrode is electrically coupled to the control circuit at a first input and the second electrode is electrically coupled to the control circuit at a second input; a backing layer having a first side; a release layer having a first side and a second side, wherein the release layer is laminated on the backing layer, and wherein the second side of the release layer contacts the first side of the backing layer; a metallic layer having a first side and a second side, wherein the metallic layer is positioned on the first side of the release layer, and wherein the first electrode contacts the second side of the metallic layer; wherein the backing layer and the release layer are configured to be removed to provide an exposed surface of the metallic layer; wherein the exposed surface of the metallic layer is configured to be positioned over the control circuit and the support such that the metallic layer is electrically coupled to the control circuit at the first input and the first electrode is electrically coupled to the control circuit at a first input.
3777 | Wireless, reusable, rechargeable medical sensors and system for recharging and disinfecting the same | Embodiments described herein may include systems and method for monitoring physiological parameters of a patient. Specifically, embodiments disclose wireless, reusable, rechargeable medical sensors that include an inductive coil coupled to a rechargeable battery. Additionally, embodiments disclose systems and methods for recharging and disinfecting the disclosed medical sensors. | 1. A charging and disinfecting system comprising: one or more wireless pulse oximetry sensors configured to generate a physiological signal of a patient, wherein the one or more wireless pulse oximetry sensors comprise a respective inductive coil; and a charging and disinfecting device configured to charge and disinfect the one or more wireless pulse oximetry sensors, wherein the charging and disinfecting device comprises: a housing having an inlet configured to receive a disinfecting agent; a wired connection coupled to the housing and configured to receive electrical power from a power supply; and one or more inductive stations disposed in the housing in a vertical arrangement with respect to a base of the housing, wherein each of the one or more inductive stations comprises a pair of prongs vertically extending from a leg coupled to the base of the housing, and wherein at least one prong of the pair of prongs comprises a respective primary inductive coil operable to receive the electrical power from the wired connection, and wherein the pair of prongs is configured to receive and position a respective wireless pulse oximetry sensor of the one or more wireless pulse oximetry sensors within the housing such that the respective primary inductive coil induces an electrical current in each respective inductive coil of the respective one or more wireless pulse oximetry sensors.
3778 | Power management techniques for an infusion pump system | Some embodiments of an infusion pump system can employ a number of power management techniques to avoid using substantially excessive power during operation of the pump drive system. Thus, the infusion pump system can draw upon the energy supply in an efficient manner that extends the useful life on the power supply. Furthermore, the infusion pump system can be configured estimate an amount of power remaining to operate the pump system without the requirement of directly detecting the remaining charge on power supply device (e.g., without detecting the remaining charge on a battery). As such, the infusion pump system can readily inform a user of a particular estimated amount of time remaining for medicine dispensing operations. | 1. A wearable infusion pump system, comprising: a pump device including a drive system to dispense medicine from the pump device, the drive system defining an energy requirement profile to perform a medicine dispensing operation, wherein the energy requirement profile includes a gradual increase in the amount of energy delivered to the drive system during the medicine dispensing operation; a memory for storing the energy requirement profile of the drive system; an energy storage source to deliver electrical energy to the drive system; and a controller device configured to access the memory for retrieving the energy requirement profile and to initiate the medicine dispensing operation by supplying a pattern of voltage pulses from the energy storage source to the drive system, the pattern of voltage pulses being correlated to the energy requirement profile of the drive system.
3779 | Monitoring an epilepsy disease state with a supervisory module | Systems and methods for monitoring an epilepsy disease state in a human patient are described. The system includes patient components and a supervisory module. The patient components include: an implantable electrode array for collecting neurological signals, an implantable recording electrode signal processor for processing the neurological signals collected by the electrode array, and a disease state estimator for estimating the patient's disease state. The supervisory module receives the patient's disease state from the patient components and displays a time history of the patient's disease state. | 1. A system for monitoring a disease state in a human patient, comprising: patient components, said patient components comprising: an implantable electrode array for collecting neurological signals; an acoustic sensor mounted the patient'ss head; an accelerometer mounted in the patient'ss head; an implanted unit comprising an implantable recording electrode signal processor for processing the neurological signals collected by the electrode array, said implanted unit being coupled to the accelerometer and configured to monitor head movement and position with respect to gravity using the accelerometer, said implanted unit being coupled to the acoustic sensor and further configured to monitor respiratory pattern, latency of vocal signals reaching a steady state threshold amplitude level, and frequency of vocal signals using the acoustic sensor; a disease state estimator coupled to the implanted unit, said disease state estimator being configured to estimate the patient'ss disease state based at least in part on the respiratory pattern, the latency of vocal signals reaching the steady state threshold amplitude level, and the frequency of vocal signals; and a supervisory module external to the patient'ss body for receiving the patient'ss disease state from the patient components and displaying a time history of the patient'ss disease state.
3780 | Power generation and distribution system for a wind turbine | A power distribution system for a wind turbine having a base and a nacelle, the wind turbine being coupled to a power grid. The system can include a main power circuit, the main power circuit including a generator, a main power transformer, and a first current interrupter. The system can further include an auxiliary circuit, the auxiliary circuit including a second current interrupter, an auxiliary transformer, and at least one auxiliary component, and a junction coupled to the main power circuit, the auxiliary circuit, and the power grid. | 1. A power distribution system for a wind turbine having a base and a nacelle, the wind turbine being coupled to a power grid, comprising a main power circuit, the main power circuit comprising a generator, a main power transformer, and a first current interrupter, an auxiliary circuit, the auxiliary circuit comprising a second current interrupter, an auxiliary transformer and at least one auxiliary component of the wind turbine; and a junction coupled to the main power circuit, the auxiliary circuit, and the power grid, the generator being coupled to the blade and shaft assembly of the wind turbine, the main power transformer being coupled to the generator, the main power transformer being coupled to the power grid via the first current interrupter, the auxiliary transformer being coupled to the power grid via the second current interrupter, wherein the auxiliary transformer is coupled to the power grid at a junction disposed between the power grid and the first current interrupter, wherein when the main power transformer is coupled to the power grid via the first current interrupter, electrical power is provided from the generator to the power grid and to the at least one auxiliary component, and wherein when the main power transformer is isolated from the power grid to the auxiliary transformer and to the at least one auxiliary component via the second current interrupter.
3781 | Optical coherence tomography control systems and methods | In part, the invention relates to methods, devices, and systems suitable for controlling a light source. The light source is configured for use in a data collection system such as an optical coherence tomography system. The light source can be controlled with a drive waveform. Linearizing and symmetrizing parameters of the light source such as forward and backward scan durations is achieved using a suitable drive waveform. Phase, amplitude, and other parameters for different harmonics of a fundamental wave can be identified that improve operating parameters such as the duty cycle and peak frequency matching between scans. The fundamental wave and one or more of such harmonics can be combined to generate the suitable drive wave form. The light source can include a tunable light source that includes or is in optical communication with a tunable filter. | 1. An optical coherence tomography system comprising a drive waveform source comprising a memory, an output, and one or more function generators configured to (a) generate a first harmonic wave, (b) generate a second harmonic wave (c) generate a third harmonic wave; and (d) combine the first, second, and third harmonic waves such that a drive waveform is generated and stored in the memory, the drive waveform configured to cause a sweep response in a forward scan direction of the light source and a sweep response in a backward scan direction of the light source to be substantially symmetric and substantially linearize a sweep response of the light source; and a light source comprising a tunable filter having an asymmetric sweep response, the tunable filter in electrical communication with the output and configured to receive the drive waveform from the output, wherein the second harmonic wave has a first phase value configured to cause a peak RF frequency for a backward scan of the tunable filter and a peak RF frequency for a forward scan of the tunable filter to differ by less than about 15%.
3782 | System for wireless, motion and position-sensing, integrating radiation sensor and energy harvester for occupational and environmental dosimetry | Described are a method and apparatus for determining based on motion data when an individual wearing a dosimeter is active. Also described are a method and apparatus for determining based on motion data whether an individual was wearing a dosimeter when the dosimeter was exposed to radiation. Also described are a method and apparatus for determining based on motion data whether a dosimeter was in a particular location when the dosimeter was exposed to radiation. Also described are a method and apparatus for determining based on motion data where on the body of an individual the individual was wearing a dosimeter when the dosimeter was exposed to radiation. Also described are a method and apparatus for determining based on motion data the probability that an individual is wearing a dosimeter that is assigned to the individual. | 1. A method comprising the following steps: (a) determining whether an individual was wearing a dosimeter during a monitored period based upon motion and time data obtained from the dosimeter, and (b) determining whether an individual was wearing the dosimeter when the dosimeter was exposed to one or more radiation sources based upon measured radiation dosage data for the dosimeter, motion data for the dosimeter, time data associated with the radiation dosage data, and time data associated with the motion data, (c) reporting whether the dosimeter was worn during a monitored period via display on a visual display device and/or via saving whether the individual was wearing a dosimeter when the dosimeter was exposed to one or more radiation sources to a storage medium, and (d) reporting whether the individual was wearing a dosimeter when the dosimeter was exposed to one or more radiation sources via display on a visual display device and/or via saving whether the individual was wearing a dosimeter when the dosimeter was exposed to one or more radiation doses to a storage medium; wherein the dosimeter comprises one or more motion sensors for generating the motion data.
3783 | Glass cap wirebond protection for imaging tiles in an X or gamma ray indirect imaging detector | Wirebond protection is provided for imaging tiles in which the imaging sensor and PCB are mounted side-by-side on a tile carrier for use in X or Gamma Ray indirect imaging detectors without use of a "glob top" encapsulant. A glass cap comprising a bead of adhesive material and a lid is formed to provide an enclosed open-air cavity around the wire bonds. As such, any expansion of the bead material does not produce mechanical stress on the wire bonds. | 1. An imaging tile for incorporation in an X or Gamma ray indirect imaging detector, said tile comprising: a tile carrier; a printed circuit board (PCB) mounted on the tile carrier, said PCB having a plurality of electrical contacts on a top surface; an imaging sensor including one or more CMOS or CCD dies configured to detect visible light, said one or more dies mounted on the carrier and spaced apart from said PCB to define a trench there between, each said die having non-imaging area including a plurality of electrical contacts on a top surface and an imaging area; a plurality of wire bonds that span the trench to connect the plurality of electrical contacts on each said die to the plurality of electrical contacts on the PCB; a bead of adhesive material on the top surface of the one or more die, in the trench to the surface of the carrier and on the top surface of the PCB that forms a continuous perimeter around and spaced apart from the plurality of wire bonds, said bead spaced apart from the imaging area of the die; and a lid on the bead of adhesive material that forms an enclosed open-air cavity around the wire bonds, said lid spaced apart from the imaging area of the die.
3784 | Determining and communicating user's emotional state related to user's physiological and non-physiological data | According to various aspects of the present disclosure, a system and associated method and functions to determine an emotional state of a user are disclosed. In some embodiments, the disclosed system includes a data acquisition unit, an emotion determination unit, and an emotion reporting unit. The data acquisition unit is configured to detect user information including physiological and non-physiological data associated with the user. The emotion determination unit is operatively connected to the data acquisition unit, and is configured to process the user information to determine an emotional state of the user. The emotion reporting unit is configured to communicate the emotional state based on a predetermined reporting preference to an application of a communication device, e.g., a social-networking application to share the emotional state of the user such that other members of the social network associated with the user are notified of the user's emotional state. | 1. A system to determine an emotional state of a user, the system comprising: a data acquisition unit configured to detect user information, the user information including physiological and non-physiological data associated with the user; an emotion determination unit operatively connected to the data acquisition unit and configured to process the user information to reduce a number of attributes of the user information and determine an emotional state of the user based on the user information with the reduced number of attributes; and an emotion reporting unit configured to communicate the emotional state based on a predetermined reporting preference to an application of a communication device, wherein the application is configured to share the emotional state of the user such that an entity is notified of the user'ss emotional state.
3785 | Method of manufacturing a feedthrough | A hermetic feedthrough for an implantable medical device includes an insulator, a conduit configured to conduct electricity through the insulator, and a ferrule coupled to the insulator. The insulator is formed from a ceramic material and the conduit and insulator have a co-fired bond therebetween, which hermetically seals the conduit with the insulator. The insulator is elongate and has opposing ends that include flat surfaces and the ferrule includes a frame for receiving the insulator. | 1. A method of manufacturing a feedthrough, comprising: providing a ferrule having an opening; providing an insulator body, including: co-firing a structure comprising: a material that is an electrical insulator; and a conduit configured to conduct electricity through the electrical insulator; cutting the structure to form the insulator body, wherein the insulator body includes a plurality of flat surfaces and a plurality of corners, each corner being positioned between two of the flat surfaces, wherein the plurality of flat surfaces include a pair of flat ends positioned at opposing ends of the insulator body along a longitudinal axis thereof; inserting the insulator body into the opening of the ferrule; and coupling the insulator body to the ferrule; wherein the pair of flat ends of the insulator body are not ground before inserting the insulator body into the opening of the ferrule, and wherein the pair of flat ends are not machined or polished before inserting the insulator body into the opening of the ferrule.
3786 | Method of laser welding the housing of a rechargeable battery | A rechargeable battery including a housing formed from two components formed from polyphenysulfone plastic. One housing component has a lip that is located inwardly of the other housing component. The housing components are further formed so that photonic energy at a select wavelength passes through the outer component and is absorbed by the lip of the second component. Once a rechargeable cell is placed in in one of the housing components, the housing components are placed together so the lip of the second component abuts an inner surface of the first component. Photonic energy at the select wavelength is directed to the joint between the components. The photonic energy passes through the first component and heats the lip of the second component. The heat causes the lip to melt. The melting plastic forms a hermetic weld between the housing components. | 1. A method of assembling a rechargeable battery, said method including the step of: providing a first housing component, the first housing component formed from a polyphenysulfone plastic that does not appreciably interfere with the transmission of photonic energy at a select wavelength and that is formed to have an outer surface, an edge around the outer surface and an inner face that extends from the edge and is located inwardly from the outer surface; providing a second housing component, the second housing component formed from a polyphenysulfone plastic that absorbs photonic energy emitted at the select wavelength and that is formed to have an outer surface and a lip that extends outwardly from and is located inwardly of the outer surface of the second housing component and wherein the first and second housing components are collectively shaped so that when the housing components are placed together: the lip of the second housing component abuts the inner face of the first housing component; and adjacent where the lip and the inner face of the first housing component abut there is a void, the void being located inwardly of the outer surfaces of the housing components; placing at least one rechargeable cell in one of the housing components and connecting the cell to terminals mounted to one of the housing components; placing the housing components together so the lip of the second housing component abuts the inner face of the first housing component; directing photonic energy at the select wavelength towards the outer surface of the first housing component so that the photonic energy passes through the first housing component and is absorbed by the lip of the second housing component, so that: the photonic energy heats the lip so as to cause the melting of the lip and the transfer of thermal energy to the first housing component so as to form a weld joint along the interface between where the lip of the second housing component abuts the inner face of the first housing component; and flash formed by said welding flows into the void between the first and second housing components.
3787 | Time-to-digital converter and method therefor | 3D imager including at least one pixel, each pixel including a photodetector for detecting photon incidence and a time-to-digital converter system configured for referencing the photon incidence to a reference clock, and further including a reference clock generator provided for generating the reference clock, wherein the reference clock generator is configured for adjusting the frequency of the reference clock on the basis of an estimated time up to a subsequent photon incidence. | 1. 3D imager comprising at least one pixel, each pixel comprising: a photodetector for detecting photon incidence; a reference clock generator that generates a reference clock; and a time-to-digital converter system configured for referencing said photon incidence to the reference clock, wherein the reference clock generator adjusts a frequency of the reference clock such that photon incidence occurs in each pixel in each cycle of the reference clock.
3788 | Graphical user interface pertaining to a bolus calculator residing on a handheld diabetes management device | A handheld diabetes manager is presented with an improved graphical user interface for a bolus calculator. The bolus calculator is configured to receive blood glucose measurements from a blood glucose measurement module and operates, in response to an input, to compute an insulin recommendation for a patient based in part on the blood glucose measurements. The graphical user interface for the bolus calculator includes a health adjustment screen that enables a user to input a value for health events associated with the insulin recommendation, where the input value represents a cumulative effect of the health events on insulin of the patient and the health adjustment screen presents a different icon for each of the health events associated with the insulin recommendation. | 1. A handheld diabetes manager having a graphical user interface for a bolus calculator, comprising: a port configured to receive a test strip having a reaction site for receiving a sample of blood from a patient; a blood glucose measurement module cooperatively operable with a test strip inserted in the port to measure glucose in a sample of blood residing on the test strip; a bolus calculator module configured to receive a request for an insulin recommendation, where the request include a blood glucose measure from the blood glucose measurement module and the bolus calculator module is implemented by a computer processor of the handheld diabetes management device; a user interface module prompts, in response to the request for an insulin recommendation, a user with a health event selection screen to input one or more health events to be associated with the request for an insulin recommendation and receives, in response to prompting the user, indicia for two or more health events to be associated with the request for an insulin recommendation; the user interface module prompts, in response to receiving two or more health events, a user with a health adjustment screen for an input for the two or more health events and receives, in response to the prompting the user for an input, an input value from the user, where the input represents a cumulative effect of the two or more health events on the insulin recommendation and the input is received on the health adjustment screen; and wherein the bolus calculator computes, in response to the request for an insulin recommendation, an insulin recommendation based in part on the input value received from the user.
3789 | Data usage monitoring | Systems and methods for capturing and monitoring the health, safety, and/or activity of a user are described. In one aspect, the system generates a data usage pattern for the user and monitors the user's current data usage activity to detect data usage deviations from the user's usage pattern. When a deviation is detected, the system may send an alert message to the user or another user indicating that an anomaly may have occurred, permitting the user or another user to respond to the anomaly. | 1. A method comprising: receiving, from a gateway device, data indicating a number of data accesses by a user actually occurring within a time window, wherein the data indicates data accesses by the user across a plurality of devices in communication with the gateway device; receiving data indicating a potential data access by the user within the time window; in response to a determination that the potential data access comprises one of the plurality of devices automatically accessing data without input by the user, excluding the potential data access from the data indicating the number of data accesses by the user actually occurring within the time window to generate an actual number of data accesses by the user occuring within the time window; comparing, by a computing device, an expected number of data accesses by the user expected to occur within the time window with the actual number of data accesses by the user occurring within the time window; determining that the expected number of data accesses by the user deviates from the actual number of data accesses by the user; and in response to determining that the expected number of data accesses by the user deviates from the actual number of data accesses by the user, sending an alert message to a device.
3790 | Notifications on a user device based on activity detected by an activity monitoring device | A method for generating a notification on a mobile device is provided, including the following method operations: establishing a wireless connection between the mobile device and an activity monitoring device; receiving, at the mobile device, activity data from the activity monitoring device via the wireless connection; processing the activity data to determine an activity metric for a user of the activity monitoring device; comparing the activity metric against a predefined threshold, the predefined threshold being mapped to a notification message; determining, based on the comparing, that the activity metric has reached or exceeds the predefined threshold; displaying the notification message on the mobile device after determining that the activity metric reached or exceeded the predefined threshold. | 1. A method, comprising: establishing a wireless connection between a mobile device and an activity monitoring device; receiving, at the mobile device, activity data from the activity monitoring device via the wireless connection; processing the activity data to determine an activity metric for a user of the activity monitoring device; comparing the activity metric against a predefined threshold, the predefined threshold being mapped to a notification message; determining, based on the comparing, that the activity metric has reached or exceeds the predefined threshold; accessing an electronic calendar associated with the user to obtain electronic calendar data; displaying the notification message on the mobile device responsive to determining that the activity metric has reached or exceeded the predefined threshold, a timing of the display of the notification message being determined based on the electronic calendar data obtained from the electronic calendar associated with the user.
3791 | Passive acoustical filters with filled expansion chamber | A passive acoustical filter includes a first opening to receive ambient sound, a second opening to output filtered sound, and a first low pass filter element coupled between the first opening and the second opening. The first low pass filter element includes a first expansion chamber filled with a material in which a speed of sound is lower than a speed of sound in air. | 1. A passive acoustical filter, comprising: a first opening to receive ambient sound; a second opening to output filtered sound; a first low pass filter element coupled between the first opening and the second opening, the first low pass filter element comprising a first expansion chamber filled with a material in which a speed of sound is lower than a speed of sound in air.
3792 | Mobile telephone for internet applications | A control unit for a mobile telephone includes a Web server adapted to connect to a Web browser in the mobile telephone, wherein the Web server receives information and provides the information to the Web browser when connected to the Web browser. | 1. A method comprising: executing a web server in a mobile telephone for internet applications; and executing a web browser in the mobile telephone that is configured to utilize first information, wherein the web server in the mobile telephone is configured to facilitate a providing of the first information, wherein the first information comprises information based on data obtained by the mobile telephone via an air interface for cellular communications from a service provider external to the mobile telephone; wherein the mobile telephone is further configured to transmit via the air interface second information in response to receipt by the mobile telephone of a request from an external client via the air interface for the second information, wherein the web server is configured to facilitate providing the second information; and wherein the mobile telephone further comprises a GPS system, the GPS system comprising a GPS receiver and an antenna for receiving GPS satellite signals.
3793 | In-vivo monitoring with microwaves | A blood glucose monitor for non-invasive, in-vivo characterization of a blood glucose level in a living body, the monitor comprising: a microwave resonator having a resonant response to input microwaves and designed such that said response will experience a perturbation by a living body in proximity or contact with the resonator; and detection means for detecting changes in said resonant response from which said level can be characterized. | 1. A blood glucose monitor for non-invasive, in-vivo characterisation of a blood glucose level in a living body, the monitor comprising: a microwave resonator having a resonant response to input microwaves and designed such that said response will experience a perturbation by a living body when the living body is in proximity or contact with the resonator; and a detector arranged to detect changes in said resonant response from which said level can be characterised; wherein the resonator is designed to feature a first resonance that will, and a second resonance that will not, experience a perturbation by a living body when the living body is in proximity or contact with the resonator.
3794 | Calibration of current sources and sinks in a stimulating medical device | A stimulating medical device, comprising a plurality of electrodes, and a current source and a current sink connected to each one of the electrodes. The medical device also comprises a calibration arrangement configured to compare the current provided by a selected one of the current sources to the current sunk by a selected one of the current sinks, and configured to adjust an operational parameter of at least one of the source and sink based on said comparison such that the current provided by the selected current source is substantially the same as the current sunk by the current sink. | 1. A stimulating medical device, comprising: a plurality of electrodes; a plurality of current sources and a plurality of current sinks, wherein each one of the electrodes is connected to at least one of the plurality current sources and to at least one of the plurality of current sinks; a calibration arrangement configured to compare the current sourced by a selected one of the plurality of current sources to the current sunk by a selected one of the plurality of current sinks; and a processor configured to: based on the comparison, iteratively adjust an operational parameter of either the selected current source or the selected current sink until the current sourced by the selected current source is substantially the same as the current sunk by the selected current sink, and store a value representing an amount by which the operational parameter of the either the selected current source or the selected current sink was adjusted to make the sourced and sunk currents substantially the same.
3795 | Remote RF power system with low profile transmitting antenna | An antenna assembly includes: an antenna including: a metal signal layer having a radiating surface; and a feed port; and a waveguide surrounding the antenna and configured to guide electromagnetic energy transmitted from the radiating surface in a direction away from the antenna; and a controller module connected to the feed port and configured to drive the antenna to transmit electromagnetic energy from the radiating surface; wherein the antenna, waveguide, and controller module are configured such that, when the controller module drives the antenna, the transmitted electromagnetic energy matches a reception characteristic of an implantable device and is sufficient for the implantable device to create one or more electrical pulses of sufficient amplitude to stimulate neural tissue of a patient, solely using electromagnetic energy received from the antenna, when the implantable device is located at least 10 centimeters away from the antenna. | 1. An antenna assembly, comprising: an antenna that includes: a metal signal layer having a radiating surface; and a feed port; and a waveguide surrounding the antenna and configured to guide electromagnetic energy transmitted from the radiating surface in a direction away from the antenna; and a controller module connected to the feed port and configured to drive the antenna to transmit electromagnetic energy from the radiating surface; wherein the radiating surface is bowtie shaped and has two leaf structures connecting to each other at the feed port as well as through two substantially parallel rod structures, and wherein the antenna, waveguide, and controller module are configured such that, when the controller module drives the antenna, the transmitted electromagnetic energy matches a reception characteristic of an implantable device and is sufficient for the implantable device to create one or more electrical pulses of sufficient amplitude to stimulate neural tissue of a patient, solely using electromagnetic energy received from the antenna, when the implantable device is located at least 10 centimeters away from the antenna.
3796 | Leadless cardiac pacemaker system for usage in combination with an implantable cardioverter-defibrillator | A cardiac pacing system comprising one or more leadless cardiac pacemakers configured for implantation in electrical contact with a cardiac chamber and configured to perform cardiac pacing functions in combination with a co-implanted implantable cardioverter-defibrillator (ICD). The leadless cardiac pacemaker comprises at least two leadless electrodes configured for delivering cardiac pacing pulses, sensing evoked and/or natural cardiac electrical signals, and bidirectionally communicating with the co-implanted ICD. | 1. A method of operating a cardiac pacing system comprising: using electrodes of a leadless cardiac pacemaker to deliver cardiac pacing pulses to a cardiac chamber and to sense evoked or natural cardiac electrical signals in the cardiac chamber; using one or more electrodes of a subcutaneous implantable cardioverter-defibrillator (SICD) to sense cardiac signals in one or more chambers of the patient'ss heart; detecting a tachycardia from the sensed cardiac signals using an electrical circuit of the SICD; and communicating a command to the leadless cardiac pacemaker to deliver overdrive anti-tachycardia pacing in response to a detected tachyarrhythmia using the electrical circuit of the SICD.
3797 | Method and apparatus for improving performance | The present invention relates generally to a training method and apparatus for improving performance. | 1. A method comprising: providing a performance system, the performance system including a treadmill; providing a sensor for measuring a first parameter, the first parameter being a physical parameter of the subject being trained and measured by the performance system, wherein the sensor measures an initial measurement of the first parameter; providing a control system for controlling a second parameter, wherein the second parameter is a speed of the treadmill; setting, by the control system, an initial value for the second parameter; determining, by the control system, a range of tolerance surrounding the initial measurement of the first parameter, the range of tolerance being ±2% of a value of the first parameter; controlling, by the control system, the second parameter so that the second parameter is set at a constant, unchanged value; initiating timing, wherein timing is initiated only at a point after the second parameter has been set at the constant, unchanged value; maintaining, by the control system, the second parameter at the constant, unchanged value from the beginning of the training through the end of the training; determining, by the control system, for the training, a point of efficiency of the subject by measuring the first parameter of the subject, the point of efficiency being a length of time wherein a state of accommodation is maintained, the state of accommodation being maintained as long as the subject trains without the value of the first parameter exceeding the range of tolerance, wherein the point of efficiency is determined by maintaining the second parameter at a constant, unchanged value to provide stress on the subject within the range of tolerance surrounding the initial measurement of the first parameter by maintaining the second parameter until just prior to the subject no longer being able to accommodate additional stress and entering a state of inefficiency or exhaustion; and recording the length of time wherein the subject maintained the state of accommodation, the length of time being the duration from the initiating of timing to the point at which the subject entered the state of inefficiency.
3798 | Amplifier and radiation detector | In a preamplifier (amplifier) for detecting radiation, an output of the preamplifier is set as an output of the first amplifying circuit, a capacitor is connected in parallel to the first amplifying circuit, and the second amplifying circuit with a positive gain of less than onefold is connected between the output terminal and the input terminal of the first amplifying circuit through a switch. When the switch is closed, the capacitor is discharged and reset. As the gain of the second amplifying circuit is less than onefold, the gain of the preamplifier is less than the loop gain of the first amplifying circuit alone during the reset operation, making it harder for oscillation to occur. Accordingly, the preamplifier can reduce the compensation capacitance compared to a conventional case and can shorten the reset time, while preventing oscillation. | 1. An amplifier, comprising: a first amplifying circuit; a capacitor connected between an input terminal and an output terminal of the first amplifying circuit; a switch for discharging the capacitor; and a second amplifying circuit having a positive gain of less than onefold, and including an input terminal connected to the output terminal of the first amplifying circuit, wherein the switch is connected between the input terminal of the first amplifying circuit and an output terminal of the second amplifying circuit, and the first amplifying circuit receives a signal and outputs a signal to an area external to the amplifier.
3799 | Generating three dimensional digital dentition models from surface and volume scan data | A method and apparatus are disclosed enabling an orthodontist or a user to create an integrated three dimensional digital model of dentition and surrounding anatomy of an orthodontic patient from a three-dimensional digital model obtained using a scanner with a three-dimensional digital model obtained using a Cone Beam Computed Tomography (CBCT) or Magnetic Resonance Tomography (MRT) imaging devices. The digital data obtained from scanning as well as from CBCT imaging are downloaded into a computer workstation, and registered together in order to create a comprehensive 3-D model of the patient's teeth with roots, bones and soft tissues. The invention provides substantial improvement over the traditional two dimensional imaging modalities such as x-rays, photographs, cephalometric tracing for diagnosis and treatment planning. | 1. A method of creating an integrated three-dimensional virtual patient model comprising a patient'ss dentition and craniofacial anatomical structures using a surface scanner, a volume scanner and a workstation, comprising the steps of: (a) obtaining raw three-dimensional surface scanning data of one or more visual portions of said dentition of said patient using said surface scanner; (b) obtaining raw three-dimensional volume scanning data of said dentition and craniofacial anatomical structures of said patient using said volume scanner; (c) downloading and then processing said raw three-dimensional surface scanning data and said raw three-dimensional volume scanning data in said workstation; and (d) registering said surface scanning data after processing with said volume scanning data after processing in said workstation, thereby (i) creating said integrated three-dimensional virtual patient model; and (ii) automatically eliminating noise and/or distortion, if any, from said volume scanning data.
3800 | Tissue slitting methods and systems | Methods and systems for separating an object, such as a lead, from formed tissue are provided. Specifically, a tissue slitting device is configured to engage patient formed tissue at a slitting engagement point. While the object is subjected to a first traction force, the tissue slitting device is caused to move further into the engaged tissue and slit the tissue past the point of engagement. The slitting device causes the tissue to separate along an axial direction of the length of the formed tissue and releases at least some of the force containing the object. The methods and systems are well suited for use in cardiac pacing or defibrillator lead explant procedures. | 1. A tissue slitting apparatus comprising: a shaft, wherein the shaft is flexible, the shaft having a proximal and a distal end, and wherein the shaft includes an inner lumen running from the proximal to the distal end to receive at least one of an implanted object and a mechanical traction device, the inner lumen defining a longitudinal axis of the shaft; a tissue abrading device disposed adjacent to the distal end of the shaft, the tissue abrading device comprising: a leading edge disposed at a distal portion of the tissue abrading device; and an abrading tip, wherein the abrading tip is disposed adjacent to the leading edge, wherein the abrading tip includes at least one rotating member, the at least one rotating member having at least one abrasive surface, wherein the at least one rotating member is configured to be operatively coupled with an actuator, and wherein the at least one rotating member is configured to rotate relative to the shaft via an actuation force provided by the actuator; and a shield disposed adjacent to the abrading tip, wherein the shield partially covers the abrading tip and exposes only a portion of the at least one abrasive surface, and wherein the shield extends into the inner lumen and is disposed between a portion of the abrading tip and the longitudinal axis of the shaft; wherein the at least one abrasive surface is configured to wear a separation in a tissue growth along a side and a length of the tissue growth, and wherein the tissue slitting apparatus separates a first, but not a second, portion of the tissue growth around a circumference of the implanted object as the at least one rotating member rotates relative to the shaft.
3801 | Minimally invasive networked surgical system and method | A system for performing non-invasive networked medical procedures including a number of in vivo medical devices, a communication path between at least two of the devices, an ex vivo control unit to control the behavior of the devices, and a wireless communication path between the control unit and at least one of the devices. An associated method for performing non-invasive networked medical procedures is also provided. Further included is a simulation method that utilizes accurate electromagnetic field simulations, using a software based test bench, to determine the maximum allowable transmitted power levels from in vivo devices to achieve a required bit error rates (BER) at an in vivo or ex vivo node (receiver) while maintaining the specific absorption rate (SAR) under a required threshold. | 1. A system for performing networked medical procedures on a subject, comprising: a plurality of in vivo medical devices including an in vivo transmitter; a network providing a communication path between at least two of the plurality of in vivo medical devices, said network permitting receipt and transmission of control signals between said at least two in vivo medical devices over said communication path; and an ex vivo control unit to control the behavior of the plurality of in vivo medical devices, said network further permitting receipt and transmission of said control signals between said at least two in vivo medical devices and said ex vivo control unit, said behavior including spatial parameters of said plurality of in vivo medical devices; said network providing a wireless communication path between the control unit and at least one of the plurality of in vivo medical devices.
3802 | Nth leadless electrode telemetry device, system and method of use | A disclosed telemetry system comprises an Nth number of telemetry devices and an equal number of standard disposable circular electrode patches. A body of each telemetry device in the system includes a female snap receptor configured to attach to a single male snap post of an electrode patch. A wireless transmitter module is disposed in direct connection with each female snap receptor. Each wireless transmitter module transmits a signal to an electrical ground thereof to a receiver. A wireless receiver module is configured to receive and to process an Nth number of transmitted signals from the Nth number of telemetry devices into an Nth−1 number of signals where the number of signals is greater than zero. An interface on each telemetry device threads the devices in series to a single grounding device based on a connection and a disconnection of the single female snap receptor to the wireless transmitter module. | 1. A plurality of discrete electrode telemetry devices comprising: a) a single female snap receptor configured in a leadless body of a single discrete electrode telemetry device, the single female snap receptor configured to attach to a single male snap post of a single discrete standard circular disposable electrode patch; b) a wireless transmitter module disposed immediately around and in direct connection with the single female snap receptor, the wireless transmitter configured to transmit a signal in reference to an electrical ground thereof to a remote receiver; and c) an interface on each discrete electrode telemetry device configured to thread the plurality of devices in series to a single grounding device based on a connection and a disconnection of the single female snap receptor to the wireless transmitter module and the electrical ground thereof.
3803 | Medical devices with proximity detection | A wireless medical device is disclosed. The wireless medical device comprises a processor, a memory, a sensor for detecting a physiological signal, a radio and a proximity detector to measure a distance of the wireless medical device relative to a second wireless medical device. The proximity detector includes a ranging functionality. A wireless communication channel is created when a distance between the wireless medical device and the second wireless medical device is within a first predetermined threshold. The distance is greater than zero. | 1. A wireless medical device, the wireless medical device comprising: a processor; a memory; a sensor for detecting a physiological signal; a radio; and a proximity detector to measure a distance of the wireless medical device relative to a second wireless medical device, the proximity detector including a ranging functionality, wherein a wireless communication channel is created when the distance measured by the proximity detector between the wireless medical device and the second wireless medical device is within a first predetermined threshold, the distance being greater than zero, wherein, upon establishing the wireless communication channel, the wireless medical device receives a patient context from the second wireless medical device, the patient context providing an identifier for a patient; wherein the patient context is transmitted from the second wireless medical device to the wireless medical device over a channel that is different from the wireless communication channel, with the channel using a different communication method from a primary communication method used for the wireless communication channel; and wherein the patient context is removed from the wireless medical device when: the distance between the wireless medical device and the second wireless medical device is greater than a second predetermined threshold for at least a predetermined time interval; or a time since a physiological measurement has been made at the wireless medical device is greater than a predetermined time interval.
3804 | Heart rate data collection | One innovative aspect is directed to heartrate data collection. In some implementations, a circuit includes a light detector for generating a detected signal based on received light. The circuit includes a switching circuit configured to receive a first signal based on the detected signal and to switch among a first and a second configuration. In some implementations, the circuit includes a first and a second sampling circuit for sampling a value of the first signal when the switching circuit is in the first configuration and second configurations, respectively. In some implementations, the circuit includes an ambient light cancellation circuit for countering a first component of the first signal while the first switching circuit is in the first configuration. In some implementations, the circuit includes an adjustable gain circuit for adjusting a gain of the first signal while the first switching circuit is in the first configuration. | 1. A method executable by a portable monitoring device including a photoplethysmograph (PPG) sensor, the method comprising: generating, by a light detector of the PPG sensor, a first electrical signal based on ambient light detected by the light detector; capturing a sample of the first electrical signal; emitting, by a light emitter of the PPG sensor, light after the sample of the first electrical signal is captured; generating, by the light detector, a second electrical signal based on the emitted light; countering a component of the second electrical signal associated with ambient light based on the captured sample of the first electrical signal; and capturing a sample of the second electrical signal as countered based on the captured sample of the first electrical signal.
3805 | Crank angle indicating system | A crank angle indicating system is provided for a pedaling device. The crank angle indicating system may include a crank angle detector configured to detect a crank angle of a crankshaft of a pedaling device, and an indication device configured to output at least one of an aural and a haptic indicator when a predetermined crank angle is reached, allowing a cyclist to time the application or release of force to the pedals accordingly. | 1. A crank angle indicating system, comprising: an input device of a computing device, the input device being configured to receive a user selection of one or a plurality of predetermined target crank angle ranges within a 360 degrees pedal crank cycle for each pedal of a pedaling device; a crank angle detector configured to detect a crank angle of a crankshaft of a pedaling device; and an indication device configured to output at least one of an aural and a haptic indicator upon the detected crank angle matching the user-selected one or plurality of predetermined target crank angle ranges for each pedal within the 360 degrees pedal crank cycle.
3806 | Handheld diabetes manager with a user interface for displaying a status of an external medical device | A handheld diabetes manager has a graphical user interface for displaying status of an external medical device and includes a port configured to receive a test strip and a blood glucose measurement module. The diabetes manager includes a communications module that selectively communicates via a wireless data link with an external medical device to receive status data pertaining to the operation of the external medical device, and a user interface module in data communication with the blood glucose measurement module and the communications module. The graphical user interface includes a status screen that presents data pertaining to a glucose measure determined by the blood glucose measurement module concurrently with the status data received from the external medical device, such that the status data of the external medical device is presented on the status screen only when the communication module is in data communication with the external medical device. | 1. A handheld diabetes manager having a graphical user interface for displaying a status of one or more external medical devices, comprising: a housing; a port formed in the housing and configured to receive a test strip for blood glucose measurement; a blood glucose measurement module residing in the housing and cooperatively operates with a test strip inserted in the port for blood glucose measurement; a communications module configured to selectively communicate via a wireless data link with the one or more external medical devices to receive status data pertaining to the operation of the one or more external medical devices, the one or more external medical device being physically separated from the diabetes manager; a display integrated into the housing; and a user interface module in data communication with the blood glucose measurement module and the communications module, the user interface module programmed to generate a graphical user interface on the display of the handheld diabetes manager, wherein the graphical user interface includes a main menu and a status screen, the main menu having buttons for each of the one or more external medical devices connectable to the handheld diabetes manager, such that a button for a corresponding external medical device is enabled only in response to determining that the communication module is in data communication with the corresponding external medical device, and the status screen presents data pertaining to a glucose measure determined by the blood glucose measurement module concurrently with the status data received from the one or more external medical devices, wherein the user interface module is implemented by computer readable instructions executed by a processor in the handheld diabetes manager.
3807 | Wearable medical system with stretch-cable assembly | A Wearable Medical System includes a support structure that is configured to be worn by a person. The WMS also includes an electronics module, a cable assembly, and at least one electrode that can be configured to be coupled to the support structure. The cable assembly includes a base member and a cable coupled to the base member. The support structure can be dimensioned relative to the person's body to be worn with tension, and be resiliently stretched under the tension. The stretching of the support structure can stretch the base member of the cable assembly, thus increasing the effective length of the cable, while reducing or even eliminating slack in the cable. | 1. A Wearable Medical System (WMS), comprising: a support structure configured to be worn by a person, the support structure dimensioned relative to a body of the person to be so worn with nonzero tension, the support structure being resiliently stretched under the tension when so worn; an electronics module configured to be coupled to the support structure; a cable assembly comprising: a base member that is substantially elongate along a main direction, the base member configured to be coupled to and uncoupled from the support structure, the base member being resiliently stretched by at least 4% along the main direction when the base member is so coupled and the support structure is so worn; and a cable coupled to the base member, the cable arranged substantially along the main direction with respect to the base member the cable including two nodes; a first electrode configured to be physically coupled to a skin of the person when the support structure is so worn, the first electrode being electrically coupled to the cable between the two nodes; and a second electrode electrically coupled to the cable between the two nodes, and in which the electronics module becomes coupled electrically with the skin of the person via the cable and via the first electrode when the base member is coupled to the support structure and the support structure is so worn.
3808 | Electrical contacts on a medical device patch | A device for conveying power from a location external to a subject to a location within the subject may include a flexible carrier and an adhesive on a first side of the carrier. A coil of electrically conductive material may be associated with the flexible carrier. A mechanical connector may be associated with the carrier opposite the adhesive, wherein the mechanical connector is configured to retain a housing and permit the housing to rotate relative to the flexible carrier. At least one electrical portion may be associated with the carrier in a manner permitting electrical connection to be maintained between the flexible carrier and the housing as the housing is rotated. | 1. A device for conveying power from a location external to a subject to a location within the subject, the device comprising: a housing; an electronics portion disposed within the housing, the electronics portion including at least one coil of electrically conductive material, the at least one coil configured to facilitate wireless power transfer to an implantable device, wherein the at least one coil includes a first coil of wire arranged on a first side of a dielectric carrier and a second coil of wire arranged on a second side of the dielectric carrier, the first coil of wire and the second coil of wire each having a plurality of windings; and a mechanical connector associated with the housing configured to retain a flexible carrier and permit the housing to rotate relative to the flexible carrier, the flexible carrier including an adhesive and being configured for attachment to skin of the subject.
3809 | Method to improve the time resolution of digital silicon photomultipliers | A radiation detector module for use in a time-of-flight positron emission tomography (TOF-PET) scanner generates a trigger signal indicative of a detected radiation event. A timing circuit including a first time-to-digital converter (TDC) and a second TDC is configured to output a corrected timestamp for the detected radiation event based on a first timestamp determined by the first TDC and a second timestamp determined by the second TDC. The first TDC is synchronized to a first reference clock signal and the second TDC is synchronized to a second reference clock signal, the first and second reference clock signals being asynchronous. | 1. A method for associating a time index to a detected event, including: using a first time-to-digital converter (TDC) to associate time indices to detected events; if a detected event occurs during a metastable phase of the first TDC, using at least a second TDC to associate a time index to the detected event; and providing the time indices to detector circuitry.
3810 | Method and apparatus for managing sensor data and method and apparatus for analyzing sensor data | Provided are an apparatus and method for transmitting only sensor data actually used to process a user request among sensor data received from a sensor when communication restarts between a sensor data management device and a sensor data analysis device. Accordingly, the amount of data transmitted to the sensor data analysis device is reduced. The sensor data analysis device may analyze the sensor data received from the sensor data management device to process the user request. | 1. A method comprising: receiving, at a first device, a first piece of sensor data and a second piece of sensor data from a sensor; storing, in a storage unit included in the first device, the first piece of sensor data and the second piece of sensor data in response to communication being disconnected between the first device and a second device configured to analyze sensor data; determining that communication has been connected between the first device and the second device; receiving, at the first device and from the second device, a first query; and transmitting to the second device, in response to the determination that communication has been connected, the stored first piece of sensor data, but excluding the stored second piece of sensor data, as sensor data selected by the first query, wherein the first query comprises a continuous query specifying repeated queries, each repeated query requiring pieces of sensor data, wherein the first query further comprises an allowable delay limit indicating a maximum allowable amount of time that may elapse from a time that sensor data is generated to a predetermined time, and selecting sensor data selected by the first query comprises: generating query windows where each query window is a basic unit of a set of sensor data that is used to process each repeated query in the continuous query; calculating a time elapsed from a generation time of a last sensor data of each query window to the predetermined time; and extracting sensor data contained in at least one query window of which the calculated elapsed time is less than the allowable delay limit.
3811 | System for interrogating a remotely interrogatable passive sensor integrated into a metal cavity with reduced system loss and interrogation method | A system comprises a cavity being reflecting for RF waves and comprises at least one acoustic wave sensor exhibiting a resonance frequency band, coupled to a sensor antenna; and an interrogation/reception device for the sensor. The interrogation/reception device comprises: means for transmitting/receiving an RF signal transmitting within an interrogation frequency band comprising the resonance frequency band of the sensor; at least a first transmission/reception antenna and a second transmission antenna/reception, positioned within the cavity; means for dividing the signal into at least a first RF signal and a second RF signal, the first signal being transmitted to the first transmission/reception antenna and the second signal being transmitted to the second transmission/reception antenna; means for creating a phase-shift between the first RF signal and the second RF signal; means for analysing the power level of the received signal. An interrogation method used in the system is also provided. | 1. A system comprising: a cavity being reflecting for RF waves and comprising at least one acoustic wave sensor exhibiting a resonance frequency band, coupled to one antenna, referred to as sensor antenna, and; a device for interrogation/reception of the said sensor, characterized in that the said interrogation/reception device comprising: means for transmitting/receiving an RF signal transmitting within an interrogation frequency band comprising the said resonance frequency band for the said sensor; at least a first transmission/reception antenna and a second transmission antenna/reception, positioned within the said cavity; means for dividing the said signal into at least a first RF signal and a second RF signal, the said first signal being transmitted to the said first transmission/reception antenna and the said second signal being transmitted to the said second transmission/reception antenna; means for creating a phase-shift between the said first RF signal and the said second RF signal; means for analyzing the power level of the received signal.
3812 | Fitness activity monitoring systems and methods | Apparatus, systems, and methods for tracking the location of an individual during a fitness activity are disclosed. A method of tracking a participant engaged in a fitness activity includes determining a location of the participant during the fitness activity based on data received at a portable fitness device used by the participant; determining a location of a spectator during the fitness activity based on data received at a mobile spectator device used by the spectator; from a server, sending an alert to a spectator at a spectator device during the fitness activity indicating that the participant is within a predetermined distance of the spectator; and sending an alert to the portable fitness device during the fitness activity indicating that the spectator is within a predetermined distance of the participant. | 1. A method of tracking a pre-identified participant engaged in a fitness activity who is pre-identified by a spectator, comprising: determining a location of the pre-identified participant during the fitness activity based on data received at a portable fitness device used by the pre-identified participant; determining a location of the spectator during the fitness activity based on data received at a mobile spectator device used by the spectator; determining whether the spectator is registered to track the pre-identified participant; and if the spectator is registered to track the pre-identified participant, sending a first alert to the spectator at the spectator device during the fitness activity based on the spectator location and the pre-identified participant location, wherein the first alert indicates that the pre-identified participant is within a first predetermined distance of the spectator, wherein at least one of determining the location of the pre-identified participant, determining the location of the spectator, determining whether the spectator is registered to track the pre-identified participant, and sending the first alert is performed using at least one processor.
3813 | Telemetry system with tracking receiver devices | A wireless power transmission system includes, a transmit antenna which in operation produces a wireless field, an amplifier coupled to the transmit antenna, a load sensing circuit coupled to the amplifier and a controller coupled to the load sensing circuit. A monitoring device has one or more sensors and a unique user ID. The one or more sensors acquire user information selected from of at least one of, a user's activities, behaviors and habit information. The monitoring device includes an ID circuitry. A communication interface receives information about the unique user ID when the load sensing circuit indicates the monitoring device is within the wireless field. The indication is created using at least a change in power consumption. | 1. A wireless power transmission system, comprising: a transmit antenna that in operation produces a wireless field; an amplifier coupled to the transmit antenna; a load sensing circuit coupled to the amplifier; a controller coupled to the load sensing circuit; a monitoring device with a microphone and sensors to determine air quality, sound level, light quality and ambient temperature near a person; an accelerometer configured to detect a person'ss movement information, the accelerometer and the monitoring device configured to assist to determine a person'ss sleep information and sleep behavior information , the microphone configured to record the person'ss movement sounds detected by the accelerometer, the recording of sensors that determine sound level, light quality and ambient temperature relative to the person'ss sleep information and sleep behavior information, the recording of the sensors beginning a stoppage of the monitoring in response to the accelerator detection of movement information; and a communication interface that in operation receives information about a unique user ID when the load sensing circuit indicates the monitoring device is within the wireless field, the indication created using at least a change in power consumption.
3814 | Patient medicine identity display | A patient medication identity display is provided that a matrix of medication slides for displaying a patient's medications in a manner so as to eliminate confusion and avoid preventable prescription errors and consequent harm to patients. | 1. A patient medicine identity display, comprising: A display having a left panel, a right panel, and a center panel having a left longitudinal edge and a right longitudinal edge, the center panel hinged to the left panel along the left longitudinal edge and hinged to the right panel along the right longitudinal edge, the left panel having an interior side and an exterior side, the interior side of the left panel including predefined sections for recording patient information, the left panel further having a first portion of an attachment mechanism, the center panel having an interior side and an exterior side, the right panel having an interior side and an exterior side, and a plurality of lateral track pairs fixed to the interior sides of the center panel and the right panel, each track pair of the plurality track pairs having two parallel tracks spaced a fixed distance apart; and a plurality of medication slides, each slide having a planar base, a medication cup, and an informational panel, each slide is sized to be secured by a corresponding track pair such that each slide can slide laterally in a first direction to be placed within the track pair and can slide in a second direction to be removed from the track pair, the planar base of each slide having two spaced-apart longitudinal edges and two spaced-apart lateral edge, the planar base defines a sleeve to receive the informational panel, the medication cup of each slide secured to the planar base proximate to a lateral edge, the medication cup sized to receive a single medication, and the informational panel of each slide including predefined sections for details of the corresponding medication.
3815 | Amplifier, laser apparatus, and extreme ultraviolet light generation system | An amplifier may include a plurality of discharge tubes arranged in a designed path of a seed laser beam and an optical system arranged to steer the seed laser beam to travel along the designed path. | 1. An amplifier, comprising: a plurality of discharge tubes arranged between a first position and a second position in a path of a seed laser beam forming a beam waist, the first position being an input position from which the seed laser beam enters the amplifier and the second position being an output position from which the seed laser beam exists the amplifier; and a reflective optical system arranged between the plurality of discharge tubes in the path such that a central position between the first position and the reflective optical system in the path is transferred onto a central position between the reflective optical system and the second position in the path.
3816 | Methods of modulating microlasers at ultralow power levels, and systems thereof | A microlaser system includes an optical source, a microlaser, an actuator switch, and a photovoltaic power source. The microlaser, which includes a control element, is optically pumped by at least a portion of light emitted by the optical source. The actuator switch is configured to be activated by a triggering event. Furthermore, the photovoltaic power source is coupled in a series connection with the actuator switch and the control element, the series connection configured to connect the photovoltaic power source to the control element of the microlaser when the actuator switch is activated by the triggering event. | 1. A method of operation comprising: directing light upon a microlaser for optically pumping the microlaser; and detecting the occurrence of a triggering event based on a change in an optical output of the microlaser, the change in the optical output occurring in response to connecting a photovoltaic power source to the microlaser only upon occurrence of the triggering event, wherein changing the optical output of the microlaser comprises an electrostatic displacement of at least one element of a capacitive assembly comprising two micro-discs separated by an insulating layer, each micro-disc comprising an active layer of the microlaser.
3817 | Methods using wearable device with unique user ID and telemetry system | A method for using telemetry data based on a user habit information user one or more sensors coupled to a wearable device that has a unique user ID, and acquire user information selected from of at least one of, a user's activities, behaviors and habit information. The wearable device includes ID circuitry that includes ID storage, a communication system which reads and transmits the unique ID from the ID storage, a power source and a pathway system to route signals through the circuitry. The telemetry system communicates with the one or more sensors. The telemetry system includes a database of user ID's. Telemetry data is analyzed using the telemetry system based on at least one of, user's activities, behaviors and habit information. Personalized information about the user is created. | 1. A method for using telemetry data, comprising: using a wearable person monitoring device that includes a microphone, an RF transmitter and sensors to determine air quality, sound level, sound quality, light quality and ambient temperature near a person, the RF transmitter serving as a communication system; using an accelerometer configured to detect a person'ss movement information, the accelerometer and the wearable person monitoring device configured to assist to determine a person'ss sleep information and a person'ss sleep behavior information, the microphone configured to record a person'ss movement sounds detected by the accelerometer, the accelerometer configured to cause the microphone to stop recording the person'ss movement sounds when the person'ss movement sounds are not directed to a sleep related parameter; analyzing the person'ss movement information, the person'ss sleep information and the person'ss sleep behavior information to calculate or derive sleep onset and wake time, sleep interruptions, and quality and depth of sleep; and communicating between a telemetry system and the wearable person monitoring device, the telemetry system including a database of the person'ss sleep information and the person'ss sleep behavior information; using ID circuitry to crunch information and a control system to orchestrate communication between different systems; using a noise reduction element at the wearable person monitoring device to reduce signal noise; and switching between incremental and full syncing of the sleep related parameter.
3818 | Self-affixing external charging system for an implantable medical device | An external charging system for charging or powering an implantable medical device is disclosed which is self-affixing to the patient without the need for a holding device. The charging system can comprise a charging coil attached to a flexible member. The flexible member is bendable, and when bent will firmly hold its position on the patient. The system can include an electronics module including a user interface and the necessary electronics for activating the charging coil to produce a magnetic charging field. Wires can couple the charging coil in the coil module to the electronics in the electronics modules. The entire assembly can be encased in a water proof sleeve having a high-friction surface, which protects the charging system and helps the charging system to adhere to the patient. | 1. A charging system for implantable medical devices, comprising: a flexible support; a coil positioned within a housing, wherein the housing is coupled to a first end of the flexible support; and an electronics module comprising circuitry configured to activate the coil to produce a charging field to charge or power an implantable medical device, wherein the flexible support comprises a structural support configured to hold a position when bent to affix the charging system to a patient.
3819 | Strain isolation structures for stretchable electronics | Buffer structures are provided that can be used to reduce a strain in a conformable electronic system that includes compliant components in electrical communication with more rigid device components. The buffer structures are disposed on, or at least partially embedded in, the conformable electronic system such that the buffer structures overlap with at least a portion of a junction region between a compliant component and a more rigid device component. The buffer structure can have a higher value of Young's modulus than an encapsulant of the conformable electronic system. | 1. An apparatus comprising: a silicon-based semiconductor device component; a flexible base, the silicon-based semiconductor device component being disposed on, or at least partially embedded in, the flexible base; at least one conductive stretchable interconnect in electrical communication with the silicon-based semiconductor device component, the at least one conductive stretchable interconnect forming the electrical communication with the silicon-based semiconductor device component at a junction region; a buffer structure having an annular shape with an inner edge surface defining an inner diameter of the annular shape and an outer edge surface defining an outer diameter of the annular shape, the inner edge surface of the buffer structure being horizontally offset from the junction region in a first direction and the outer edge surface of the buffer structure being horizontally offset from the junction region in a second opposing direction; and an encapsulant encapsulating at least the silicon-based semiconductor device component and the junction region, wherein: the buffer structure overlaps with at least a portion of the flexible base; the flexible base has a higher value of Young'ss modulus than the encapsulant; and the buffer structure has a higher value of Young'ss modulus than the encapsulant.
3820 | Systems, articles and methods for strain mitigation in wearable electronic devices | Wearable electronic devices that provide adaptive physical coupling between electrically coupled components are described. Adaptive physical coupling advantageously accommodates different user sizes, forms, and movements and enhances the overall ergonomics of a wearable electronic device. Adaptive physical coupling also introduces stresses and strains on electrical pathways between the electrically coupled components. Accordingly, the wearable electronic devices include strain mitigation systems that mitigate physical strains on the electrical pathways between electrically coupled components. An exemplary strain mitigation system includes a guide structure that is pivotally coupled to a first substantially rigid structure of the wearable electronic device and slideably coupled to a second substantially rigid structure of the wearable electronic device. The guide structure provides a surface/channel over/through which electrical pathways extend between electrically coupled components. | 1. A wearable electronic device comprising: a first pod structure that includes electrical circuitry; a second pod structure that includes electrical circuitry; a first adaptive coupler that provides adaptive physical coupling between the first pod structure and the second pod structure; a first set of electrically conductive pathways to in use provide electrical coupling between the electrical circuitry of the first pod structure and the electrical circuitry of the second pod structure; and a first strain mitigation system to in use mitigate strain on the first set of electrically conductive pathways, the first strain mitigation system comprising a first guide structure that is physically coupled to the first pod structure and projects at least partially over the electrical circuitry of the second pod structure, wherein a respective first portion of each electrically conductive pathway in the first set of electrically conductive pathways extends across a length of the first guide structure wherein the first set of electrically conductive pathways includes a first flexible printed circuit board; and wherein the first guide structure includes a first surface, an edge, and a second surface opposite the first surface, and wherein a first portion of the first flexible printed circuit board extends across a length of the first surface of the first guide structure, a second portion of the first flexible printed circuit board bends around the edge of the first guide structure, and a third portion of the first flexible printed circuit board extends across at least a portion of a length of the second surface of the first guide structure.
3821 | Medical telemetry system and medical telemeter | A medical telemetry system include: a transmitter which transmits a first signal; a first medical telemeter which transmits a second signal including biological information of a patient, the first medical telemeter which receives the first signal and which performs an operation corresponding to information included in the first signal; and a monitor apparatus which receives the second signal. | 1. A medical telemetry system comprising: a transmitter configured to transmit a first signal; a plurality of medical telemeters including a first medical telemeter and a second medical telemeter distinct from the first medical telemeter, wherein: the first medical telemeter is configured to transmit a second signal including biological information of a patient, the first medical telemeter is further configured to receive the first signal and to perform an operation corresponding to information included in the first signal; and a monitor apparatus configured to receive the second signal, wherein: the transmitter is further configured to transmit the first signal, which includes a first identification code for identifying the first medical telemeter, to the plurality of medical telemeters through a same channel at a same time, each of the plurality of medical telemeters is further configured to receive the first signal through the same channel and to determine whether an identification code is included in the received first signal or not, and in response to the first medical telemeter determining that the first identification code is included in the received first signal, the first medical telemeter performs the operation corresponding to information included in the first signal.
3822 | System with a monitoring device that monitors individual activities, behaviors or habit information and communicates with a database with corresponding individual base information for comparison | A system is provided for obtaining monitored information about an individual and provide the individual with feedback. A monitoring device has one or more sensors that detect or measure individual information selected from of at least one of, an individual's activities, behaviors and habit information, and an individual's health. The monitoring device includes ID circuitry with an ID storage that contains a unique individual ID, a communication system which reads and transmits the unique individual ID from the ID storage, a power source and a pathway system. A telemetry system is in communication with the monitoring device. The telemetry system has a database that includes base individual information selected from at least one of, individual physiological information, information that is indicative of the individual's activities, data indicative of one or more contextual parameters of the individual and information regarding a degree to which an individual has followed a routine. | 1. A system for obtaining monitored information about an individual and provide the individual with feedback, comprising: a monitoring device including a microphone; an RF transmitter and sensors to determine air quality; sound level/quality, light quality and ambient temperature near the user, the RF transmitter serving as a communication system; an accelerometer configured to detect a user'ss movement information, the accelerometer and the monitoring system configured to assist to determine a user'ss sleep information and sleep behavior information, the microphone configured to record user movement sounds detected by the accelerometer, the accelerometer configured to cause the microphone to stop recording user movement sounds when the movement sounds are not directed to a sleep related parameter; and a telemetry system in communication with the monitoring device, the telemetry system having a database that includes base individual information selected from at least one of, individual physiological information, information that is indicative of the individual'ss activities, data indicative of one or more contextual parameters of the individual and information regarding a degree to which an individual has followed a routine.
3823 | Detection of anomalies in measurement of level of hypnosis | The invention relates to detection of anomalies related to a measurement of the hypnotic level of a subject. In order to detect when a measure indicative of the hypnotic level of a subject is anomalous either due to a medical reason or due to an interference, the measure is monitored and state information indicative of the activity of the autonomous nervous system of the subject and drug effect information indicative of the hypnotic drug effect in the subject are employed to check whether the measure fulfills a predetermined consistency condition requiring that the measure changes consistently with at least one of the drug effect information and the state information. An anomaly, indicative of an abnormal change in the measure, is detected when the measure fails to fulfill the predetermined consistency condition. | 1. A method for detecting an anomaly in a measurement of the hypnotic level of a subject, the method comprising: monitoring using a patient monitor a change in a measure indicative of the hypnotic level in the subject; receiving at a processing unit state information indicative of the activity of the autonomous nervous system of the subject; receiving at the processing unit drug effect information indicative of the hypnotic drug effect in the subject; comparing the change in the measure to one of the drug effect information and the state information; checking with the processing unit whether the change in the measure is a consistent change with at least one of the drug effect information and the state information; and detecting with the processing unit an anomaly, wherein an anomaly is indicative that the change in the measure is not a consistent change with at least one of the drug effect information and the state information, and wherein the anomaly is indicative of an alteration in the normal relation between the measure and the at least one of the drug effect information and the state information.
3824 | Radiographic phantom apparatuses | There is provided a radiographic phantom for inter alia mimicking specific anatomical parts in a computerized tomography scan. Methods are provided for a variety of purposes including detecting a difference between a measured optical deformation of a radiographic phantom pair and a theoretical deformation of the radiographic phantom pair. | 1. A method of detecting a difference between a measured optical deformation of a radiographic phantom pair and a theoretical deformation of said radiographic phantom pair, said method comprising: (i) comparing a first optical image of a non-deformed radiographic phantom to a second optical image of a deformed radiographic phantom thereby obtaining a measured optical deformation; (ii) performing a deformable registration method between a first computerized tomography (CT) image of said non-deformed radiographic phantom and a second CT image of said deformed radiographic phantom using a deformable registration algorithm thereby obtaining a theoretical deformation; and (iii) comparing said measured optical deformation with said theoretical deformation thereby determining a difference between said measured optical deformation and said theoretical deformation; wherein said non-deformed radiographic phantom and said deformed radiographic phantom each comprise a radiographic phantom material, said radiographic phantom material comprising a soft phantom material and a plurality of optically detectable non-radiopaque markers in spatial communication with said soft phantom material, and wherein said deformed radiographic phantom further comprises a deformation element formed of an inflatable catheter balloon disposed within said soft phantom material.
3825 | Implantable medical device with control of neural stimulation based on battery status | An implantable medical device is powered by a battery to deliver one or more therapies including at least one non-life-sustaining therapy such as neural stimulation for enhancing quality of life of a patient. When the battery approaches its end of life, the implantable medical device reduces power consumption of the neural stimulation (e.g., intensity of the neural stimulation) for extending the remaining battery life while maintaining a certain amount of therapeutic benefits for the patient. In one embodiment, the intensity of the neural stimulation is reduced in a tiered manner. In one embodiment in which the implantable medical device also delivers at least one life-sustaining cardiac stimulation therapy, the neural stimulation is disabled or adjusted to reduce its power consumption (e.g., intensity) while the intensity of the cardiac stimulation therapy is maintained when the battery is near its end of life. | 1. An implantable medical device, comprising: a battery; a battery monitoring circuit coupled to the battery, the battery monitoring circuit configured to measure a battery parameter indicative of an energy level of the battery; a neural stimulation circuit configured to deliver neural stimulation for modulating neural activities; a cardiac stimulation circuit configured to deliver cardiac stimulation including one or more of cardiac pacing or defibrillation; and a control circuit coupled to the battery monitoring circuit, the neural stimulation circuit, and the cardiac stimulation circuit, the control circuit configured to: set a current power mode of the implantable medical device to a first predetermined reduced-power operation mode of a plurality of predetermined power modes in response to the battery parameter indicating that the energy level of the battery has fallen below a first energy level threshold; reduce a power consumption required for delivering the neural stimulation without reducing a power consumption required for delivering the cardiac stimulation during the first predetermined reduced-power operation mode; set a current power mode of the implantable medical device to a second predetermined reduced-power operation mode of the plurality of predetermined power modes in response to the battery parameter indicating that the energy level of the battery has fallen below a second energy level threshold; and reduce the power consumption required for delivering the neural stimulation and the power consumption required for delivering the cardiac stimulation during the second predetermined reduced-power operation mode.
3826 | Antenna for implantable medical devices formed on extension of RF circuit substrate and method for forming the same | An antenna for an implantable medical device (IMD) is provided that is formed on the same substrate as the telemetry circuitry for the IMD. The telemetry circuitry is formed on a portion of the substrate within the interior of a housing for the IMD, while at least one antenna is formed on an exterior portion of the substrate on the exterior of the housing to allow for far field telemetry. At least one electrical interconnect is formed on the substrate for connecting the antenna to the telemetry circuitry, where the electrical interconnect may comprise a controlled impedance line to minimize loss. A conformally-shaped hermetic cover, such as a ceramic material, may be formed in a desired shape around the exterior portion of the substrate and antenna and cofired together to form a monolithic structure encasing the antenna and exterior portion of the substrate. | 1. An implantable medical device (&quot;IMD&quot;), comprising: a housing; a monolithic substrate including an interior portion extending within the housing and an exterior portion extending outside of the housing; telemetry circuitry connected to the interior portion of the substrate; and an antenna formed on the exterior portion of the substrate.
3827 | Server device, image transmission method, terminal device, image reception method, program, and image processing system | In some embodiments, methods and apparatus are provided for transmitting, via at least one network, a request to another apparatus for still image data generated from moving image data, the request comprising at least one criterion, and receiving still image data generated from moving image data matching the at least one criterion in the request. In further embodiments, methods and apparatus are provided for receiving the request via at least one network, using the at least one criterion in the request to obtain still image data generated from moving image data, and responding to the request by transmitting the obtained still imagedata. | 1. A method implemented by an apparatus, comprising at least one processor, the method comprising acts of: transmitting, via at least one network, a request to another apparatus for still medical image data generated from moving medical image data, the request comprising at least one criterion, the request further comprising information identifying at least one image processing technique for use in generating still medical image data from moving medical image data; and receiving still medical image data matching the at least one criterion in the request, the still medical image data being generated by applying, to moving image data, the at least one image processing technique identified in the request.
3828 | Performance monitoring systems and methods | Systems and methods for recommending a health-related action to a user using a portable electronic device are disclosed. The method may include receiving data corresponding to a user's first health-related action, storing data in a memory, receiving an indication that the user is engaging in a second health-related action, determining that the second health-related action corresponds to the first health-related action based on the indication, and displaying a recommendation for the second health-related action based on the data corresponding to the user's first health-related action. | 1. A portable electronic system for creating an electronic training journal using a portable electronic device, comprising: a display screen: a user input; a satellite positioning system receiver; an accelerometer; a wireless communication transceiver; a memory; and one or more processors configured to: receive first electronic fitness data corresponding to a first fitness activity; store the first electronic fitness data in the memory; receive an indication that the user is engaging in a second fitness activity; determine that the second fitness activity corresponds to the first fitness activity based on the indication; and display a recommendation for the second fitness activity based on the first electronic fitness and data after determining that the second fitness activity corresponds to the first fitness activity.
3829 | Solar-powered external charger and solar-powered external charger cradle for medical implantable device systems | Disclosed are an external charger including a solar cell array for charging or powering an implantable medical device (IMD), and a cradle including a solar cell array for charging or powering an external charger for charging or powering an implantable medical device. The disclosed improved external charger or improved cradle are particularly beneficial for charging a battery in an external charger used to charge or power an IMD when a power source is otherwise unavailable, such as a wall socket. | 1. An external charger for providing power to an implantable medical device, comprising: a housing containing a charging coil configured to produce a magnetic field to provide power to the implantable medical device; a battery within the housing configured to provide power to the charging coil for producing the magnetic field; a charge circuit within the housing configured to provide a charging current to the battery, wherein the charge circuit is powered at an input; a solar cell coupled to the housing and configured to produce a first voltage at the input through a first diode when exposed to illumination; and a node configured to provide the input a second voltage when connected to a power source, wherein neither the first voltage nor the second voltage are provided to the input through a switch.
3830 | Proximity signature for secure communication with implantable medical device | Systems, devices and methods employing coded magnetic fields or transfer of encryption key information via proximity telemetry are described. The systems, methods and devices help prevent or reduce unintended or unintentional distance telemetry communication between an external medical device and an implantable medical device. | 1. A method of establishing secure communication between an implantable medical device and an external device, the method being performed by the implantable medical device and comprising: determining, via a processor, whether a coded proximity telemetry signal is being received by a proximity telemetry module; transmitting, via distance telemetry by a distance telemetry module, information regarding an encryption key; determining, via the processor, whether a distance telemetry communication containing information encrypted according to the encryption key is being received; and establishing secure distance communication with the external device via the processor if the distance telemetry communication contains information encrypted according to the encryption key.
3831 | Smart phone carrying case | A smart phone carrying case that is capable of cleaning and disinfecting a smart phone touch screen every time the phone is removed from the case is disclosed. The smart phone carrying case includes a pocket, inside of which is a cleaning and disinfecting pad, and further includes a flap that supports a drying pad. The touch screen can be cleaned by wiping it across the cleaning and disinfecting pad when the smart phone is removed from the pocket of the carrying case. The touch screen may then be wiped across the drying pad on the flap before the smart phone is operated by the user. | 1. A carrying case for a smart phone, the carrying case comprising: a pocket that includes a front cover and a back cover that define, at least in part, a phone compartment accessible by an opening, the back cover supporting a cleaning and disinfecting pad inside the phone compartment, the cleaning and disinfecting pad comprising an absorbent fabric and a cleaning and disinfecting solution absorbed therein; and a flap that extends from the back cover and is moveable between an open position, in which the flap does not cover the opening to the phone compartment, and a closed position, in which the flap covers the opening to the phone compartment, the flap supporting a drying pad so that the drying pad faces the front cover of the pocket when the flap is in the closed position.
3832 | Methods using a monitoring device to monitor individual activities, behaviors or habit information and communicate with a database with corresponding individual base information for comparison | A method is provided for obtaining monitored information about an individual and provide the individual with feedback. A monitoring device with one or more sensors is used to measure or detect individual information selected from of at least one of, an individual's activities, behaviors and habit information, and an individual's health. The monitoring device has ID circuitry with an ID storage that contains a unique individual ID, a communication system which reads and transmits the unique individual ID from the ID storage, a power source and a pathway system. The monitoring device communicates with a telemetry system. The telemetry system has a database that includes base individual information selected from at least one of, individual physiological information, information that is indicative of the individual's activities, data indicative of one or more contextual parameters of the individual and information regarding a degree to which an individual has followed a routine. | 1. A method for obtaining monitored information about an individual and provide the individual with feedback, comprising: detecting or measuring information about the individual using a monitoring device that includes a microphone, an RF transmitter and sensors to determine air quality, sound level/quality, light quality and ambient temperature near the individual, the RF transmitter serving as a communication system; an accelerometer configured to detect the individual'ss movement information, the accelerometer and the monitoring system configured to assist to determine the individual'ss sleep information and sleep behavior information, the microphone configured to record an individual'ss movement sounds detected by the accelerometer, the accelerometer configured to cause the microphone to stop recording the individual'ss movement sounds when the movement sounds are not directed to a sleep related parameter; and communicating between the monitoring device and a telemetry system, the telemetry system having a database that includes base individual information of the individual'ss sleep information and sleep behavior information from the monitoring device and the accelerometer accessing an individual'ss profile stored in the database, the telemetry system in operation selecting records of sleep information and sleep behavior information data of one or more individual'ss, the telemetry system configured to receive the individual'ss movement and monitoring device, with the telemetry system or the monitoring system analyzing the individual'ss movement information and the monitoring device information to calculate or derive sleep onset and wake time, sleep interruptions, and the quality and depth of sleep; and providing feedback to the user regarding one or more of the individual'ss sleep onset and wake time, sleep interruptions, and the quality and depth of sleep.
3833 | Laser source unit, control method thereof, photoacoustic image generation apparatus and photoacoustic image generation method | A pulse laser beam is emitted in a desired wavelength sequence using a laser light source unit. A Q switch and a birefringent filter are inserted into an optical resonator including a pair of mirrors and facing each other with a laser rod interposed therebetween. The birefringent filter changes an oscillation wavelength of the optical resonator in association with rotational displacement. The rotation control unit rotates the birefringent filter at a predetermined rotation speed depending on the number of wavelengths included in the wavelength sequence of the pulse laser beam to be emitted. An emission control unit irradiates the laser rod with excitation light, and then turns on the Q switch at a timing when a rotational-displacement-position of the birefringent filter is set to a position corresponding to the wavelength of the pulse laser beam to be emitted, to cause the pulse laser beam to be emitted. | 1. A laser source unit that sequentially emits a plurality of pulse laser beams in a predetermined wavelength sequence including at least two different wavelengths, the laser source unit comprising: a laser rod; an excitation light source that irradiates the laser rod with excitation light; an optical resonator including a pair of mirrors facing each other with the laser rod interposed therebetween; a Q switch which is inserted into the optical resonator; a birefringent filter which is inserted into the optical resonator and changes an oscillation wavelength of the optical resonator in association with rotational displacement of the birefringent filter; a rotation control unit that rotates the birefringent filter at a predetermined rotation speed depending on the number of wavelengths included in the wavelength sequence; and an emission control unit that irradiates the laser rod with excitation light from the excitation light source and then turns on the Q switch, at a timing when a rotational displacement angle of the birefringent filter is set to a position where the optical resonator oscillates at the wavelength of the pulse laser beam to be emitted, to cause the pulse laser beam to be emitted, wherein the rotation control unit sets the predetermined rotation speed of the birefringent filter, wherein the laser source unit emits the pulse laser beam in one free spectral range based on the predetermined rotation speed set by the rotation control unit, the predetermined rotation speed is determined on the basis of changes in an oscillation wavelength for the rotational displacement angle of the birefringent filter, the number of wavelengths included in the wavelength sequence, and the number of times of emission of the pulse laser beam per unit time, and the free spectral range is repeated a number of times during a single rotation.
3834 | Freestanding thin film for a system for neural applications | A lead for use in neural stimulation comprises a core section having a proximal end and a distal end. A plurality of electrodes is coupled to the core section proximate the distal end. At least one contact is coupled to the core section proximate the proximal end. At least one thin film is wound around the core section from the proximal end to the distal end and electrically coupling the at least one contact and the plurality of electrodes. The at least one thin film forms a curved substantially planar shape in a relaxed state before being wound around the core section. | 1. A freestanding thin film for a system for neural applications, the thin film comprising a curved winding, wherein the curved winding, when laid on a substantially flat surface that defines a surface plane, defines a curved, substantially planar shape in a plane substantially parallel to the surface plane of the substantially flat surface.
3835 | Safety features for use in medical devices | A therapy system for applying an electrical signal to an internal anatomical feature of a patient includes an implantable component and an external component. The medical device can be checked for safety issues by periodically initiating a sequence of tests of an H-bridge circuit, and, during each test, monitoring a current flow through a sensing resistor electrically connected between a sensing connection of the H-bridge circuit and a ground. Current flow through the sensing resistor indicates that both series electrical switches within at least one of the two pairs of series electrical switches are active during that test. | 1. A method of recharging an implantable neuroregulator containing a rechargeable battery comprising measuring a baseline temperature of the implantable neuroregulator at a predetermined time prior to a charging session; measuring a rate of rise in temperature or a rise in temperature of the implantable neuroregulator from the baseline temperature during a charging session; selecting a variable or constant rate of charge of the battery based on the rise of temperature or the rate of rise of the temperature of the implantable neuroregulator, wherein the variable or constant rate of charge is selected to not cause an increase in the rate of rise in temperature beyond a predetermined unsafe rate or the temperature of the implantable neuroregulator beyond a predetermined maximum safe temperature over the baseline temperature, wherein the constant or variable rate of charge is based on current or voltage during a selected charge interval; determining the charge level of the battery, rate of rise in temperature, baseline temperature of the implantable neuroregulator, type of battery, and a constant or variable rate of charging by the implantable neuroregulator; and communicating from the implantable neuroregulator to an external charger that the implantable neuroregulator can accept battery charge energy, the level of energy, and the duration of the energy when the baseline temperature and the charge level of the battery are within predefined limits; and stopping charging when the rate of rise of temperature of the implantable device exceeds the predetermined unsafe rate, wherein the predetermined unsafe rate is 2° C. per hour or greater or when the temperature of the implantable neuroregulator exceeds a predetermined maximum safe temperature over the baseline temperature.
3836 | Implantable antenna assemblies | An implantable antenna assembly includes a multilayer flexible printed circuit board comprising a first flexible substrate, second flexible substrate, and third flexible substrate. An inductor coil is formed by electrically conductive traces disposed on the first flexible substrate. A shield is formed by electrically conductive traces disposed on the second flexible substrate and third flexible substrate, the shield surrounding the inductor coil. A method for forming an implantable antenna assembly is also provided. | 1. An implantable antenna assembly comprising: a multilayer flexible printed circuit board comprising a first flexible substrate, second flexible substrate, and third flexible substrate; an inductor comprising electrically conductive traces disposed on the first flexible substrate; and a shield comprising electrically conductive traces disposed on the second flexible substrate and third flexible substrate, the shield surrounding the inductor.
3837 | Insert tool for selectively powering an implant unit | An implant unit delivery tool is disclosed having an implant tool and an implant activator. The implant tool may be configured to retain an implant unit during an implantation procedure in which the implant unit is fixated to tissue. The implant activator may be associated with the implant tool. Additionally, the implant activator may be configured to selectively transfer power to the implant unit during the implantation procedure to cause modulation of at least one nerve in the body of a subject prior to final fixation of the implant unit to the tissue. | 1. A method of testing the functionality of an implant unit, the method comprising: moving an implant activator from a first position to a second position on a delivery tool prior to final fixation of an implant unit by the delivery tool, the implant unit being configured for implantation within a body of a subject during a treatment session; testing the implant unit at an implant location in the body of the subject by transferring power from the implant activator to the implant unit when the implant activator is in the second position, wherein transferring power to the implant unit causes modulation of at least one nerve in the body of the subject; suturing the implant unit in place at the implant location; and after suturing the implant unit, releasing the implant unit from the delivery tool.
3838 | Using aggregated sensed data of individuals to predict the mental state of an individual | The methods and systems described herein may involve determining at least one lifeotype of at least one individual, analyzing the at least one lifeotype, and delivering content to at least one individual based on the analysis. The methods and systems described herein may involve providing a game, determining at least one lifeotype of at least one player of the game, analyzing the at least one lifeotype, and affecting the game play based on the analysis. The methods and systems described herein may involve providing an interactive space, determining at least one lifeotype of at least one individual in the space, analyzing the at least one lifeotype, and modifying at least one attribute of the space based on the analysis. | 1. A computer-system-implemented method of predicting the mental state for an individual based on the individual'ss traits, the computer system having at least one programmed processor to implement the method, the method comprising: continuously collecting data components of an individual from a wearable sensor device; collecting another set of data components of the individual from a source separate from the wearable device; accessing a database by said computer system comprising data structures of other individuals, wherein said data structures of other individuals are related to known human traits; the computer system— (i) assembling a data structure for the individual that includes at least one component from the collected data components from the wearable sensor device and at least one of said another set of data components; (ii) accessing said database to determine a similarity of the data structure for the individual with data structures of other individuals; (iii) based on the determination, assigning a human trait to the individual; and (iv) based on the trait of the individual using an engine to consider derived and sensed data from the wearable sensor device to predict the mental state of the individual based on the assigned trait.
3839 | Control using connected biometric devices | The technology described in this document is embodied in a method that includes processing data in a first dataset that represents time-varying information about at least one pulse pressure wave propagating through blood in a subject acquired at a location of the subject. The method also includes providing information related to the data to a remote device. | 1. A method comprising: obtaining, using a first sensor, a first dataset that represents time-varying information about at least one pulse wave propagating through blood in a subject, wherein the first dataset is obtained from a particular portion of the body of the subject; determining, based at least in part on the data in the first dataset, two or more of a blood pressure, a heart rate, and a respiratory rate of the subject; processing the first dataset to determine a condition of the subject, the condition comprising one or both of a stress level and an interest level; and transmitting, using a wireless transmission module, a control signal related to the condition of the subject, the control signal configured to cause a parameter of a remote device to be changed based on one or both of the stress level and the interest level of the subject, wherein one or both of the stress level and the interest level is determined based on comparing two or more of the blood pressure, the heart rate, and the respiratory rate of the subject to corresponding baseline values associated with the subject.
3840 | Biometric authentication | The technology described in this document is embodied in a method that includes processing data in a dataset that represents time-varying information about at least one pulse pressure wave propagating through blood in a subject acquired at a location of the subject. The method also includes determining whether one or more segments of the dataset were captured from a subject other than an expected subject by analyzing morphological features of the segments. | 1. A method comprising: processing data in a first dataset that represents time-varying information about at least one pulse pressure wave propagating through blood in a subject acquired at a location of the subject; processing data in a second dataset that represents time-varying information about motion of the subject acquired at the location of the subject; and determining whether one or more segments of the datasets were captured from a subject other than an expected subject by analyzing morphological features of the segments, wherein the information about at least one pulse pressure wave propagating through blood in the subject comprises photoplethysmographic (PPG) data and the information about motion of the subject comprises one or both of motioncardiogram (MoCG) data and gross motion data.
3841 | Surgical procedure capture, modelling, and editing interactive playback | A system for generating surgical procedure training media draws upon the realistic data of an actual surgical procedure for realistic training without the risks. A 3D capturing component records three-dimensional model plus imaging data over time of a portion of a patient's body undergoing a surgical procedure. A spatial detection system detects an orientation of a surgical instrument relative to the patient's body during the surgical procedure. A modeling component creates a four-dimensional model (3D model+time) of the portion of the patient's body. Animation such as contingent events, trainee prompts, a virtual surgical instrument, etc., can be added to the model to expand upon the training potential. A user interface processes and edits training media for playback of the four-dimensional model including defining triggers responsive to a trainee simulated surgical inputs to pace sequencing of playback. An interactive player responds to pacing the playback of the editing training media or to a spatially detected simulated surgical instrument held by the student for direct tissue interaction. | 1. A method for generating training media, comprising: capturing three-dimensional data over time of a portion of a human patient'ss body undergoing a surgical procedure, the capturing being performed at least in part by stereoscopic video cameras or by a three-dimensional camera; recording physiological readings over time of the portion of the human patient'ss body, the physiological readings comprise at least a movement cycle; capturing visual imagery of an exposed portion of the human patient'ss body; creating, using one or more processors, a four-dimensional model of the portion of the human patient'ss body based on the three-dimensional data, the physiological readings, and the visual imagery of the exposed portion of the human patient'ss body changing over time; and modifying at least a portion of the three-dimensional data or visual imagery of the human patient'ss body to maintain privacy of the human patient'ss body.
3842 | Charge-sensitive amplifier | A charge-sensitive amplifier is disclosed for use in amplifying signals from a particle detector. This includes a field effect transistor having a gate, source and drain, the gate being connectable, using a gate pad, to the particle detector, for the receipt of said signals. Also included is an amplifier having an input connected to the drain or source of the field effect transistor and an output connected through a feedback capacitor to the gate of the field effect transistor. The gate pad of the field effect transistor is made to be integral with the feedback capacitor so as to reduce the capacitance of the device. | 1. A charge-sensitive amplifier for use in amplifying signals from a discrete particle detector, the charge--sensitive amplifier comprising: a field effect transistor for the receipt of said signals having a gate, source and drain, the gate having a gate bond pad that is connectable to the discrete particle detector via a wire bond connection; an amplifier having an input connected to the drain or source of the field effect transistor and an output connected through a feedback capacitor to the gate of the field effect transistor, characterised in that the plate of the feedback capacitor that is connected to the output electromagnetically shields part of a substrate electrically connected to signal ground such that parasitic capacitance attributable to the gate bond pad is effectively removed or made substantially less than capacitance attributable to the feedback capacitor.
3843 | Portable terminal and skin property measuring instrument | A portable terminal includes a case, a display unit having a display screen exposed from a front surface of the case, and a skin-condition measurement sensor accommodated in the case. The skin-condition measurement sensor includes a measurement unit provided on the front surface of the case. The portable terminal can be carried and operate easily. | 1. A portable terminal configured to be utilized with an earphone connected to a first plug and with a skin-condition measurement device which includes a second plug, a measurement unit that measures a skin condition of a user, and a detection circuit connected to the measurement unit and the second plug, the portable terminal comprising: an earphone jack configured to receive the first plug of the earphone and the second plug of the skin-condition measurement device selectively inserted into the earphone jack; an audio circuit that supplies an electrical signal to the earphone via the earphone jack while the first plug of the earphone is inserted into the earphone jack; a skin-condition measurement circuit having an electrical signal input thereto from the second plug of the skin-condition measurement device via the earphone jack while the second plug of the skin-condition measurement device is inserted into the earphone jack; and a circuit switch unit that selects and switches one of the audio circuit and the skin-condition measurement circuit based on an electrical signal input to or output from the earphone jack.
3844 | Suspending noise cancellation using keyword spotting | Aspects of the disclosure provide suspension of noise cancellation at a noise-cancelling device using keyword spotting. In one aspect, a predetermined word or phrase can be spotted within an utterance received at the noise-cancelling device, and in response, noise cancellation can be suspended or otherwise terminated. The predetermined word or phrase can be specific to an end-user that utilizes the noise-cancelling device and/or a person that interacts with the end-user. In another aspect, interaction between an operator and the noise-cancelling device can be monitored after noise cancellation is suspended, and based at least on such interaction, a model for keyword spotting can be refined. In certain aspects, noise cancellation at the noise-cancelling device can be suspended or otherwise terminated in response to receiving a suspension directive via an electronic non-audio signal, for example, from a peripheral device. In other aspects, the noise-cancelling device can resume noise cancellation in response to a control signal. | 1. A method, comprising: receiving a first external audio signal from a microphone of a noise-cancelling device; determining that the first external audio signal does not comprise a keyword corresponding to suspension of noise cancellation; generating a noise-cancellation signal for cancelling the first external audio signal; causing a speaker of the noise-cancelling device to generate audio corresponding to the noise-cancellation signal; receiving a second external audio signal from the microphone of the noise-cancelling device; determining that the second external audio signal comprises the keyword corresponding to suspension of noise cancellation; facilitating presentation of at least a portion of the second external audio signal at the noise-cancelling device by suspending noise cancellation for at least the portion of the second external audio signal; determining that a defined interaction with the noise cancelling device occurred, the defined interaction corresponding to an event to resume noise cancellation; and resuming the noise cancellation for at least a second portion of the second external audio signal.
3845 | Body area network pairing improvements for clinical workflows | A method for establishing a connection between a first electronic computing device and a second electronic computing device includes moving the second electronic computing device so that it is proximal to the first electronic computing device. When the first electronic computing device detects the proximity of the first electronic computing device relative to the second electronic computing device, a radio on the first electronic device is set to a connectable and discoverable state. A wireless connection is automatically established between the first electronic computing device and the second electronic computing device. Data is transmitted between the first electronic computing device and the second electronic computing device. | 1. A proximity detector comprising: a housing; a magnet detector positioned within the housing; and a radio device, wherein the magnet detector is configured to sense a presence of a magnet within a physiological sensor device when the magnet is within a certain proximity of the magnet detector; wherein the radio device is configured to establish a wireless connection to the physiological sensor device after the proximity detector is actuated upon sensing the magnet at a predetermined threshold wherein the magnet detector includes a first coil; wherein the physiological sensor device includes a second coil; and wherein the magnet detector senses the presence of the magnet by pulsing a current in the first coil and detecting a second current pulse in the second coil.
3846 | Device to determine visuo-spatial ability | The device ( 10 ) disclosed herein assists in the diagnosis and classification of neurodegenerative diseases through the assessment of a subject's visuo-spatial ability. The device ( 10 ) has a touch-screen display ( 11 ) into which a user can input data utilizing a stylus ( 13 ) or the like. A position reader is provided, linked to a position data storage means and also a timer to link a time value to said position data, the time value being stored in a time data storage means. Storage means is also provided for preset-value data relating to known data on medical conditions, with the preset-value data having been produced in accordance with an evolutionary algorithm. A comparator compares the user input data with the preset-value data, and the result is output. | 1. A device for use in the assessment of a neurodegenerative condition, said device comprising: a touch-screen display screen or digital tablet to display predefined images or text, and to allow a user to input data; a stylus enabling a user to input the data; a position reader, linked to a position data storage and also a timer to link a time value to said position data and time data storage to store said time values; preset-value data storage in which data on medical conditions is stored, said preset-value data storage having been produced in accordance with an evolutionary algorithm; and a comparator to compare input position data with the predefined image or text on the screen or tablet and preset-value data; said comparator producing an output value and relating the output value to a medical condition.
3847 | Multimodal cardiac phantom for imaging | A multimodal cardiac phantom has a body structure with a shape and properties that mimic the elasticity, ultrasound, and magnetic properties of cardiac tissue. The multimodal cardiac phantom is advantageously produced from a polymer such as polyvinyl alcohol. The polyvinyl alcohol may include magnetic resonance imaging (MRI) markers and ultrasound markers. The multimodal cardiac phantom can be used to evaluate and to configure apparatuses for imagining cardiac tissue. | 1. A multimodal cardiac phantom, comprising: a body structure defining a first compartment and a second compartment, the first compartment and the second compartment each including a hollow upper chamber and a hollow lower chamber; said body structure having a shape to simulate a heart and comprised of a material configured to mimic elasticity, ultrasound, and magnetic properties of a cardiac tissue, a portion of the body structure comprised of a stiff polymeric material to thereby mimic diseased cardiac tissue.
3848 | Magnetic field-compatible components of a medical diagnostic and/or therapeutic system | A medical device assembly comprises a medical device comprising a shaft having proximal and distal end portions. The device further comprises a sensor at the distal end portion of the shaft that comprises first and second leads extending therefrom to the proximal end portion of the shaft. The device further comprises an electromechanical connector having a plurality of pins at a first end thereof. First and second of the pins are electrically connected to the first and second sensor leads, respectively, thereby forming a first partial magnetic loop between the first and second pins. The connector further comprises first and second jumpers electrically connecting the first pin and third pins, and second and fourth pins, respectively, thereby forming a second partial magnetic loop. The partial magnetic loops are configured to combine with partial magnetic loops of another connector to form a pair of magnetic noise cancellation loops. | 1. A medical device assembly for use in a magnetic field environment, comprising a medical device, said medical device comprising: an elongate shaft having a proximal end portion and a distal end portion; a positioning sensor disposed at said distal end portion of said shaft and comprising first and second leads arranged in a twisted pair pattern and extending from a sensing element of said sensor to said proximal end portion of said shaft; and an electromechanical connector having a first end, a second end, and a plurality of pins disposed at said first end thereof, wherein a first pin and a second pin of said plurality of pins are electrically connected to said first and second leads of said sensor, respectively, thereby forming a first partial magnetic loop between said first and second pins, said connector further comprising a first electrical jumper electrically connecting said first pin with a third pin of said plurality of pins, and a second electrical jumper electrically connecting said second pin with a fourth pin of said plurality of pins, said connection of said first and second electrical jumpers between said first and third and said second and fourth pins, respectively, forming a second partial magnetic loop between said third and fourth pins, wherein said first and second partial magnetic loops are configured to combine with respective first and second partial magnetic loops of a complementary electromechanical connector configured to be mated with said second end of said electromechanical connector of said medical device to form first and second magnetic noise cancellation loops that are substantially equal in area and opposite in orientation.
3849 | Robotically-controlled motorized surgical instrument | A surgical cutting and fastening instrument that is motorized and configured for operation in connection with a robotic system. The instrument comprises in one embodiment a charge accumulator device, separate from a battery, that provides additional power to the motor under certain conditions. In addition, the motor may comprise multiple windings. | 1. A robotically-controlled surgical instrument system comprising: an end effector comprising a moveable cutting instrument; an electric motor communicating with said end effector for actuating the cutting instrument; a motor control circuit for controlling the motor, wherein the motor control circuit comprises: a robotic system operably communicating with said electric motor, the robotic system comprising a power supply for supplying power to the electric motor; a charge accumulator device; and a switching circuit communicating with the robotic system and the charge accumulator device for (i) temporarily connecting the charge accumulator device to the robotic system not in series with the power supply to charge the charge accumulator device, and (ii) selectively connecting the charge accumulator device in series between the motor and the robotic system to provide additional power to the motor.
3850 | Dosage form package and a frangible electrical circuit sheet therefor | A frangible electrical circuit sheet for a dosage form package includes a first plurality of electrically conductive trace subnetworks interconnected with one another to form a network of electrically conductive traces and disposed on the sheet. The sheet further includes a second plurality of circuit elements connected to the network of electrically conductive traces such that each circuit element is associated with one of the subnetworks. At least some of the circuit elements have element values that differ from one another. | 1. A product package having a frangible electrical circuit and a plurality of individual package cavities, comprising: the individual package cavities arranged in rows or columns; wherein each individual package cavity has a unique corresponding plurality of electrical paths and at least one circuit element, the at least one circuit element being located in one of the electrical paths and having a predetermined measurable electrical characteristic that facilitates automated identification of whether the corresponding cavity has been opened; wherein each individual package cavity has a corresponding frangible electrical circuit that is broken when the individual package cavity is opened, the broken portion eliminating one of the plurality of electrical paths associated with the individual package cavity; and further comprising one detection circuit for each row or column of individual package cavities connecting the electrical paths associated with every individual package cavity in the row or column of the package such that one or more electrical parameters corresponding to the detection circuit determines which individual package cavities of the row or column have been opened and further wherein a predetermined value for at least one electrical parameter is associated with each of every possible combination of opened cavities for each row or column.
3851 | Apparatus and associated methods for tracking and increasing medication adherence for patients | A medication container comprises a body portion and a grid coupled to the body portion. The grid and the tray each comprise a corresponding number of wells configured to contain medication. The tray is configured to be inserted into and removed from the body portion, above the grid. The tray may be configured to be connected to and disconnected from the grid, when the tray is inserted into the body portion. The wells of the grid may be configured to be manually loaded with medication by a user and the wells of the tray may be configured to be received by the user loaded with medication in accordance with a medication regimen. The first wells may be integral with the grid and the second wells may be integral with the tray. | 1. A system for tracking a patient'ss adherence to a medication schedule, the system comprising: a replaceable tray comprising a plurality of first wells, each of the first plurality of wells interconnected to each other and containing medication for a set period of time of a medication schedule for a patient; a pillbox comprising a body portion comprising a plurality of sensors, and a grid comprising a plurality of second wells, the grid positioned within the body portion above the plurality of sensors; and a processor; wherein each of the plurality of first wells is positioned within a corresponding well of the plurality of second wells; generating an electric field in each well of the plurality of first wells partially based on the presence of medication in each well of the plurality of first wells, wherein each well of the plurality of first wells comprises a forward wall with an upward concave curved cross-section with respect to an interior of the well that rises from a bottom wall toward the front of each well in the direction of mediation removal, wherein each well of the plurality of first wells further comprises a rear wall extending upward with respect to a bottom wall, the upward concave curved cross-section configured to position the medication for sensing by a sensor of the plurality of sensors; wherein the processor is configured to determine adherence to the medication schedule for the patient based on a plurality of signals from the plurality of sensors and data for the medication schedule for the patient, wherein an absence of medication in a well of the first plurality of wells results in a changed value of a sensed physical quantity detected by a sensor of the plurality of sensors resulting in the absence of medication reported by the sensor.
3852 | Ventilation system with a two-point perspective view | The disclosure describes a novel approach for displaying information on a ventilator system. The disclosure describes a novel respiratory system including a primary display and system status display. Further, the disclosure describes a novel method for displaying ventilator information. | 1. A ventilation system comprising: a main housing; a gas delivery system in the main housing; a ventilation control system in the main housing that controls the gas delivery system and monitors one or more of a patient physiological parameter, operational parameters of the ventilation system and user-defined parameters; a system status display incorporated into the main housing that receives status data directly from the ventilation control system and the system status display displays a two-point perspective view depicting a physical configuration of a portion of the ventilation system, the two-point perspective identifying components currently attached to the ventilation system.
3853 | Apparatus and method for visual stimulation indication | Methods and devices for verifying that proper visual stimulation is applied to the visual prostheses are described. In one of the methods, a retinal stimulation system implanted on a subject is simulated externally. An external testing device is also discussed. | 1. An external testing device for simulation of a implantable retinal stimulation system implanted on a subject, comprising: A non-implantable wireless receiver for wirelessly receiving visual information signals generated from a video processing unit, the non-implantable wireless receiver simulating and minicking electrical functionalities of the implantable retinal stimulation system; and a non-implantable display unit, viewable by a clinician, connected to an output of the non-implantable wireless receiver, the non-implantable display unit visually monitoring the visual information signals wirelessly received through the non-implantable wireless receiver and displaying the visual information signals using image elements, in an array pattern simulating and mimicking an array of electrodes of the implantable retinal stimulation system, each image element corresponding to a specific electrode of the array of electrodes of the implantable retinal stimulation system, to test the function of the video processing unit.
3854 | Implantable medical devices having hollow cap cofire ceramic structures and methods of fabricating the same | An implantable medical device (IMD) antenna and methods of fabricating the same are provided. An IMD can include a ceramic structure having at least one wall defining a hollow cavity. The ceramic structure can include a first end and a second end distal from the first end, the first end being open to provide access to the hollow cavity and the second end being closed. The IMD also includes an antenna cofire-integrated into the at least one wall of the ceramic structure and a housing adjoined to the ceramic structure. | 1. An implantable medical device (IMD) comprising: a ceramic structure having at least one wall defining a hollow cavity, wherein the ceramic structure includes a first end and a second end distal from the first end, the first end being open to provide access to the hollow cavity and the second end being closed; an antenna cofire-integrated into the at least one wall of the ceramic structure; and a housing adjoined to the ceramic structure.
3855 | Implantable medical devices having hollow sleeve cofire ceramic structures and methods of fabricating the same | An implantable medical device (IMD) antenna and methods of fabricating the same are provided. An IMD can include a ceramic structure having at least one wall defining a hollow cavity. The ceramic structure can include a first end and a second end distal from the first end, the first and second ends being open to provide access to the hollow cavity. The IMD also includes an antenna cofire-integrated into the at least one wall of the ceramic structure and a housing adjoined to the ceramic structure. | 1. An implantable medical device (IMD) comprising: a ceramic structure having at least one wall defining a hollow cavity, wherein the ceramic structure includes a first end and a second end distal from the first end, the first and second ends being open to provide access to the hollow cavity; an antenna cofire-integrated into the at least one wall of the ceramic structure; and a housing adjoined to the ceramic structure.
3856 | Identifier device for implantable defibrillators and pacemakers | An identifier apparatus 10 for acquiring a signature signal frequency 12 from an implantable medical device 11 that is internally implanted in a patient. The apparatus 10 identifies the type of implantable medical device 11 and the device manufacturer by the unique signature signal frequency 12 of the manufacturer and device. The apparatus 10 aids healthcare providers with quick and exact knowledge of a patients implanted device. | 1. A telemetric device comprising: a handle, having a hollow structure; an electrical circuit located within said handle; wherein said electrical circuit has at least one resonant circuit, at least one response circuit, at least one excitation circuit, and at least one feedback circuit; wherein said electrical circuit is configured to only operate when an alternating current of a particular frequency is received as an input; and, wherein said electrical circuit emits an alternating current circuit-signal of a certain frequency when in operation; a wand extending from a surface of said handle, having an elongated hollow structure; a first antenna located within said wand and placed into electrical communication with said electrical circuit, wherein said first antenna is configured to function as an inductive current coil when placed in a radio wave field; a second antenna located within said wand and placed into electrical communication with said electrical circuit, therein said second antenna is configured to radiate radio waves when alternating electrical current is passed through said second antenna; a central processor located within said handle and placed into electrical communication with said electrical circuit to create binary outputs by performing algorithmic functions of a computer program based upon binary inputs; and, wherein said central processor receives said circuit-signal from said electrical circuit, converts said circuit-signal to binary information, assigns a proxy value to said circuit signal, and acquisitions a matching value from a database; wherein said central processor sends a command-signal based upon a match between said proxy value and said database value from said database; and, a display screen located on a surface of said handle and placed into electrical communication with said central processor to display information regarding said matching value based upon said command-signal as said input.
3857 | Methods, systems and devices for automatic linking of activity tracking devices to user devices | Methods, systems and devices are provided for automatically linking a device to an activity tracking device. One method includes obtaining, at the device, a identifier from a website. The identifier is for an activity tracker that has been paired to a user account of the website. The method includes scanning, by the device, for the identifier. The scanning is of advertising messages generated by one or more activity trackers. The method identifies the activity tracker by matching the advertised identifier to the identifier obtained from the website. The method then includes establishing a link between the activity tracker and the device. The link is established without requiring user initiation to link the activity tracker to the device. | 1. A method, comprising, advertising, by an activity tracking device, data that includes an identifier of the activity tracking device, the advertising of the data being configured for detection by a device that is scanning for advertised data, the activity tracking device including a housing, a sensor disposed in the housing for capturing motion data of activity of a user, and memory for storing the captured motion data and the identifier of the activity tracking device, the housing being part of a smartwatch with wireless communication logic; connecting, by the activity tracking device, with the device once the identifier is found by the device; determining that the identifier matches a copy of the identifier previously obtained by the device for the activity tracking device; and establishing a link between the activity tracking device and the device, the link automatically occurring after the device determines the match, the copy of the identifier being previously obtained by the device being associated to a user account, the method being executed by a processor.
3858 | Accelerated learning, entertainment and cognitive therapy using augmented reality comprising combined haptic, auditory, and visual stimulation | An accelerated learning and rehabilitation system for teaching the performance of a musical instrument, a remotely operated system, a sport, a weapon, and for brain rehabilitation and other uses includes generating sensory cues including auditory, haptic and visual sensory cues capable of being perceived by a user. The generated sensory cues are applied to the user and are dependent on a position of at least one body member of a performer relative to a performance element of a performance object with which an event is performed. The sensory cues are effective for stimulating a various processing center of a brain of the user so that user learns how to position his body member corresponding to the position of the performer of the event. The sensory cues can include visual sensory cues effective for stimulating the visual processing center of the brain of the user. The visual sensory cues are synchronized with the other applied sensory cues so that the position of the body member of the performer is virtually visually indicated in synchronization with the other sensory cues so that the visual processing center is stimulated with a visual sensory cue in synchronization with the stimulation of other processing centers corresponding to the other sensory cues for teaching the user to perform a version of the event. | 1. An apparatus, comprising: at least one processors; and at least one memory including computer program code, the at least one memory and the computer program code configured to, with the at least one processor, cause the apparatus to perform at least the following; detect a change in position of a body member of a performer relative to a performance element of a performance object with which an event is to be performed; generate a signal dependent on the detected change in position of the body member; record the signal so that a first sensory cue can be determined to indicate the change in position of the body member relative to the element of the performance object during a learning session; determine the first sensory cue dependent on the recorded signal; and apply the first sensory cue to indicate to a user during the learning session the change in position of the body member of the performer during the performance of the event, the first sensory cue being effective for stimulating a first processing center of a brain of the user, wherein the first sensory cue is an applied electrical signal dependent on the recorded signal effective to stimulate at least one of muscles and nerves of the user during the learning session to indicate to the user the position of the body member of the performer during the performance.
3859 | Simulated contrast injection medium | A medical fluid injection system may include a powered injector and a fluid reservoir that contains a simulated contrast medium. The simulated contrast medium may exhibit a fluid flow property substantially equal to that of an active contrast medium but be devoid of any active contrast agent that provides contrast during diagnostic imaging. During operation, a syringe in the powered injector may be filled with the simulated contrast medium and then evacuated to discharge the simulated contrast medium from the syringe. The simulated contrast medium may be used to test and evaluate the performance of the powered injector prior to use in a medical procedure without exposing personnel to an active contrast agent or creating medical waste that contains the active contrast agent. | 1. A method comprising: injecting, under the control of one or more processors, a contrast medium through a catheter so as to generate data indicative of a pressure of the contrast medium versus time; injecting, under the control of the one or more processors, a simulated contrast medium through the catheter so as to generate data indicative of a pressure of the simulated contrast medium versus time, wherein the simulated contrast medium includes a simulated contrast agent and a diluent; comparing, by the one or more processors, the pressure of the contrast medium to the pressure of the simulated contrast medium; and adjusting a concentration of the simulated contrast agent in the simulated contrast medium based on the comparison.
3860 | EUV light source with subsystem(s) for maintaining LPP drive laser output during EUV non-output periods | A device is disclosed herein which may comprise a droplet generator producing droplets of target material; a sensor providing an intercept time signal when a droplet reaches a preselected location; a delay circuit coupled with said sensor, the delay circuit generating a trigger signal delayed from the intercept time signal; a laser source responsive to a trigger signal to produce a laser pulse; and a system controlling said delay circuit to provide a trigger signal delayed from the intercept time by a first delay time to generate a light pulse that is focused on a droplet and a trigger signal delayed from the intercept time by a second delay time to generate a light pulse which is not focused on a droplet. | 1. A device comprising: a droplet generator producing droplets of target material; a laser source producing laser pulses, wherein the droplet generator produces the droplets and the laser source produces the laser pulses during at least each of two burst periods, an intervening period being in between the two burst periods and wherein during the intervening period, at least one of a first condition and a second condition exists, the first condition characterized by at least the laser source producing the laser pulses during the intervening period, the second condition characterized by at least the droplet generator producing the droplets during the intervening period; and a system that varies, using air flow along the direction of droplet travel, position of the droplets to create a burst period operating regime that executes during the burst period and an intervening period operating regime that executes during the intervening period, wherein when the system executes the intervening period operating regime during the intervening period, a position along the direction of droplet travel of at least one droplet of said droplets of material is altered, using said air flow, from a position that said at least one droplet would have occupied had the system operates in the burst period operating regime, thereby resulting in fewer droplets being impinged by the laser pulses during the intervening period than if the system had executed the burst period operating regime during the intervening period.
3861 | Ambient audio injection | An exemplary system comprises a device including a memory with an audio injection application installed thereon. The application comprises an equalizer module that analyzes sound characteristics of individual digital audio samples including a discrete signal, a selector module that applies a selection heuristic to select the discrete signal from the individual digital audio samples based on the sound characteristics, and an audio module that supplies to an output an insert signal generated according to the discrete signal selected by the selection heuristic. | 1. A system, comprising: a microphone configured to convert individual ambient sounds including a discrete sound to individual digital audio samples including a discrete signal; a device including a memory with an audio injection application installed thereon, wherein the application comprises: an equalizer module that generates an anti-noise signal using the individual digital audio samples and analyzes a range of sound characteristics for each of the individual digital audio samples via a Fast Fourier Transform heuristic to transform a set of digital audio samples into complex numbers representing the range of sound characteristics; a selector module that applies a selection heuristic to select the discrete signal from the individual digital audio samples based on the sound characteristics and a duration threshold, wherein the selection heuristic includes a Boolean selection heuristic configured to match in real time each complex number produced by the equalizer module to a set of predetermined complex numbers from a network-based server according to a geographic location of the device; and an audio module that supplies, to an output speaker, the anti-noise signal and an insert signal generated according to the discrete signal selected by the selection heuristic into a supplied audio stream at a pre-defined level based on an operation configuration to eliminate or reduce the ambient sounds and enhance situational awareness.
3862 | Methods for secure communication and pairing of a medical infusion device and a remote controller for such medical device | A disease management system, methods, and devices are shown and described. In one embodiment, the system includes an infusion pump and a remote controller with the ability to be paired to each other and to confirm the authenticity of instructions sent to the infusion device from the remote controller. A method to verify a wireless connection between an infusion pump and a remote controller is shown and described herein. In addition, a method of operating a diabetes management system is provided in which the system includes an infusion pump and at least a remote controller. | 1. A method for communication between a medical infusion device and a remote controller, the medical infusion device comprising a radio-frequency identification transmitter and the remote controller comprising a radio-frequency identification receiver, and the method comprising: placing a remote controller in close proximity to or in physical contact with a medical infusion device; generating a first near-field communication between the remote controller and the medical infusion device; and providing identification information specific to the medical infusion device to the remote controller via the first near-field communication, wherein the first near-field communication is established between the radio-frequency identification transmitter of the medical infusion device and the radio-frequency identification receiver of the remote controller and the radio-frequency transmitter is powered, at least partially, by an electromagnetic field generated by the radio-frequency receiver.
3863 | Method, apparatus and system for using free-electron laser compatible EUV beam for semiconductor wafer processing | At least one method, apparatus and system for providing an extreme ultraviolet beam for processing semiconductor wafers are disclosed. A level of the EUV beam is monitored. A determination is made as to whether the level of the EUV beam is below a predetermined level. In response to determining that the level of the EUV beam is below the predetermined level, a determination is made as to whether the output of at least one of the first or second laser devices has decreased from an initial level. The output of the at least one of the first or second laser devices is increased in response to determining that the output of at least one of the first or second laser devices has decreased from an initial level. | 1. A method, comprising: generating a first laser portion from a first free electron laser (FEL) source, wherein generating said first laser portion comprises accelerating a first electron bunch in a first superconducting accelerator configured to direct the first electron bunch in a rotational path within said superconducting accelerator and into a first undulator configured in parallel to said accelerator; generating a second laser portion from a second FEL source, wherein generating said second laser portion comprises accelerating a second electron bunch in a second superconducting accelerator configured to direct the second electron bunch in a counter-rotational path with respect to the first laser portion within said second laser portion superconducting accelerator and into a second undulator configured in parallel to said accelerator; combining said first laser portion and said second laser portion to generate an extreme ultraviolet (EUV) beam; and providing said EUV beam to a plurality of processing tools.
3864 | Patient monitoring systems and messages that send alerts to patients | A system for is provided for using telemetry data based on patient habit information or patient monitoring. One or more patient monitoring devices has a unique patient ID. The one or more monitoring devices acquire patient information selected from of at least one of, a patient's activities, behaviors and habit information, and patient monitoring. ID circuitry is at the patient monitoring device. The ID circuitry includes ID storage, a communication system that reads and transmits the unique ID from an ID storage, a power source and a pathway system to route signals through the circuitry. An alarm is at the patient monitoring device that provides an alert only when the patient is in a wake-state. A telemetry system is in communication with the patient monitoring device. The telemetry system includes a database of patient ID's. | 1. A system for using telemetry data based on a person'ss sleep parameter information or a person'ss sleep information comprising: a person monitoring device that includes a microphone, an RF transmitter and sensors to determine air quality, sound level, sound quality, light quality and ambient temperature near a person, the RF transmitter serving as a communication system; the person monitoring device configured to to communicate with one or more social networking sites; an accelerometer configured to detect a person'ss movement information, the accelerometer and the person monitoring device configured to assist to determine the person'ss sleep information and sleep behavior information, the microphone configured to record person'ss movement sounds detected by the accelerometer, the recording of one or more sensors is disabled in response to the accelerator detection of the person'ss movement information, the accelerometer configured to cause the microphone to stop recording the person'ss movement sounds when the person'ss movement sounds are not directed to a sleep related parameter; and a communication system that transmits information from the person monitoring device and the accelerometer to a telemetry system with a sleep or sleep parameter database.
3865 | Photoacoustic image generation apparatus and acoustic wave unit | A pulse laser beam is emitted in a desired wavelength sequence using a laser source unit. A Q switch and a birefringent filter are inserted into an optical resonator including a pair of mirrors and facing each other with a laser rod interposed therebetween. The birefringent filter changes an oscillation wavelength of the optical resonator in association with rotational displacement. A trigger control circuit rotates the birefringent filter at a predetermined rotation speed depending on the number of wavelengths included in the wavelength sequence of the pulse laser beam to be emitted. In addition, the trigger control circuit irradiates the laser rod with excitation light, and turns on the Q switch at a timing when a rotational displacement position of the birefringent filter is set to a position corresponding to the wavelength of the pulse laser beam to be emitted, to cause the pulse laser beam to be emitted. | 1. A photoacoustic image generation apparatus comprising: a laser source unit that sequentially emits a plurality of pulse laser beams in a predetermined wavelength sequence having at least two different wavelengths, the laser source unit including a laser rod, an excitation light source that irradiates the laser rod with excitation light, an optical resonator that has a pair of mirrors facing each other with the laser rod interposed therebetween, a Q switch which is inserted into the optical resonator, and a birefringent filter which is inserted into the optical resonator and changes an oscillation wavelength of the optical resonator in association with rotational displacement of the birefringent filter; and an acoustic wave unit that generates a photoacoustic image, the acoustic wave unit including a detection unit that detects a photoacoustic signal generated within an object when the object is irradiated with the pulse laser beam having each wavelength included in the predetermined wavelength sequence and generates pieces of photoacoustic data corresponding to the respective wavelengths, an intensity ratio extraction unit that extracts a magnitude relation between relative signal intensities of the pieces of photoacoustic data corresponding to the respective wavelengths, a photoacoustic image construction unit that generates the photoacoustic image on the basis of the extracted magnitude relation, and a trigger control circuit that causes the laser rod to be irradiated with excitation light from the excitation light source while rotating the birefringent filter at a predetermined rotation speed depending on the number of wavelengths included in the wavelength sequence, and after the irradiation with the excitation light, turns on the Q switch at a timing when a rotational displacement angle of the birefringent filter is set to a position where the optical resonator oscillates at the wavelength of the pulse laser beam to be emitted to cause the pulse laser beam to be emitted, wherein the acoustic wave unit sets the predetermined rotation speed of the birefringent filter, the laser source unit emits the pulse laser beam in one free spectral range based on the predetermined rotation speed set by the acoustic wave unit, the predetermined rotation speed is determined on the basis of changes in an oscillation wavelength for the rotational displacement angle of the birefringent filter, the number of wavelengths included in the wavelength sequence, and the number of times of emission of the pulse laser beam per unit time, and the free spectral range is repeated a number of times during a single rotation.
3866 | Systems and methods for creating field sobriety test digital evidence | Various embodiments of a device for performing a gaze field sobriety test are disclosed. The device includes a housing. A light source is affixed in or on the housing. The light source generates light during at least a portion of the gaze field sobriety test. A speaker positioned in or on the housing generates sounds during at least a portion of the gaze field sobriety test. A power source is coupled to the speaker and the light source. An input is positioned on the housing. The input is selectable by a test administrator to initiate an audible sound through the speaker at a predetermined time interval during at least a portion of the gaze field sobriety test. The audible sound provides an indication to the test administrator during the gaze field sobriety test to assist in proper performance of the gaze field sobriety test. | 1. A system for use in supporting administration of a field sobriety examination based on published law enforcement standards, wherein the system comprises: a housing; a radio frequency transceiver for communicating with a wireless data network; an antenna for performing wireless communications with the wireless data network; a processor comprised in the housing; a non-transitory memory computer-readable storage medium comprised in the housing, wherein the memory medium stores program instructions executable to implement the field sobriety examination based on published law enforcement standards; a display screen positioned in or on the housing and configured to generate at least one emission of light during the field sobriety examination based on published law enforcement standards; and a speaker positioned in or on the housing and configured to generate sounds as prompts for conducting at least a portion of the field sobriety examination based on published law enforcement standards, wherein the sounds comprise spoken instructions for use in administration of the field sobriety examination based on published law enforcement standards, and the spoken instructions for use in the administration of the field sobriety examination based on published law enforcement standards are played in a sequence based at least in part on the published law enforcement standards.
3867 | Method and system for powering an electronic device | Methods and apparatus for providing a power supply to a device, including an inductive rechargeable power supply for a data monitoring and management system in which a high frequency magnetic field is generated to provide power supply to a rechargeable power source such as a battery of a transmitter unit in the data monitoring and management system are provided. | 1. A method, comprising: generating a magnetic field at a receiver unit during a time period associated with data communication between sensor electronics and the receiver unit, wherein generating the magnetic field is programmed to turn on or turn off only during the time period, and wherein the sensor electronics is operatively coupled to an analyte sensor in fluid contact with interstitial fluid, wherein one or more signals are generated by the analyte sensor and associated with a monitored analyte level; inductively coupling a rechargeable power source of the sensor electronics when the sensor electronics is placed within a predetermined distance from the generated magnetic field during the time period associated with the data communication; and communicating data associated with the monitored analyte level from the sensor electronics to the receiver unit during the time period.
3868 | Optical neuroinformatics | A method is provided for improving cognitive performance assessment in a smooth pursuit cognitive performance test by using measurement metrics including a lead/lag metric, a radial inbounding metric, a path dependent velocity metric, a path drift metric, a velocity variability metric, or a variance statistics metric. | 1. A system for measuring cognitive performance, comprising: a display; a measurement apparatus to measure the individual'ss gaze point over a period of time while viewing an object moving smoothly along a target path on the display; and a computer system including one or more processors, the computer system storing one or more programs, which when executed by the one or more processors, cause the system to perform a set of operations including: during a test period: presenting to the individual, on the display, the object moving smoothly along the target path; and while presenting to the individual the object moving smoothly on the display and while the individual visually tracks the object, measuring the individual'ss gaze point; determining a radial distance of the gaze point of the individual with respect to the object; determining a radial inbounding performance metric based on the radial distance of the gaze point of the individual with respect to the object, wherein the radial inbounding performance metric reflects an assessment of how frequently the gaze point of the individual, while visually tracking the object moving along the target path, is within a predefined radius or distance from the object; and producing a diagnostic output based on the radial inbounding performance metric.
3869 | Method and system for fail-proof patient monitoring | This disclosure relates generally to patient monitoring techniques, and more specifically to a method and a system to reduce false alarms generated by the patient monitoring system, the false alarms being associated with clinical condition of the patient. Disclosed herein is a patient monitoring method that includes monitoring one or more clinical parameters associated with condition of a patient, identifying a clinical condition based on deviation of the monitored one or more clinical parameters from corresponding one or more first predefined criteria, determining a status associated with one or more devices that monitor the deviated one or more clinical parameters, and generating a clinical alert based on the determined status not indicating an error by the one or more devices. | 1. A patient monitoring method, the method comprising: monitoring, by a patient monitoring apparatus, one or more clinical parameters associated with condition of a patient; identifying, by the patient monitoring apparatus, a clinical condition based on deviation of the monitored one or more clinical parameters from corresponding one or more first predefined criteria; determining, by the patient monitoring apparatus, a status associated with one or more devices that monitor the deviated one or more clinical parameters; generating, by the patient monitoring apparatus, a clinical alert based on the determined status not indicating an error by the one or more devices; and generating, by the patient monitoring apparatus, a machine alert based on the determined status indicating the error by the one or more devices, wherein the generated machine alert is rated per one or more defined conditions to determine an impact on the patient.
3870 | Recharge system for medical devices | An apparatus comprises a base and at least one indicator in communication with the base. The base comprises a housing and at least one slot. The at least one slot is shaped to receive a reusable component from a surgical instrument. The at least one indicator is in communication with the at least one slot. The base is configured to detect at least one characteristic related to the reusable component when the reusable component is placed into the at least one slot. Wherein the at least one indicator is configured to provide a signal to the user regarding the at least one characteristic. | 1. An apparatus comprising: (a) a base comprising a housing and at least one engagement means, wherein the at least one engagement means is shaped to receive at least one reusable component from a surgical instrument, wherein the at least one reusable component comprises at least a first energy means and a second energy means, wherein the first energy means and the second energy means are operable to provide for separate functions of the surgical instrument, wherein the at least one engagement means is operable to alert a user in response to an absence of the first energy means or the second energy means from the at least one engagement means; and (b) at least one indicator in communication with the base, wherein the at least one indicator is in further communication with the at least one engagement means, wherein the base is configured to detect at least one characteristic operatively associated with the at least one reusable component placed into the at least one engagement means, wherein the at least one indicator is configured to provide a signal to a user regarding the at least one characteristic.
3871 | Method and system for training voice patterns | One example embodiment of the present disclosure includes method and system to improve communication comprising an assembly fixedly positioned during use in close proximity to a user's ear. The assembly includes an accelerometer to detect the initiation and duration of the user's speech and an output presentation system. The output presentation system comprises a non-occlusive ear fitting that presents unintelligible noise that is unrelated to the sound-frequency or intonation of the user's current speech. The unintelligible noise is presented to the patient at a level less than 85 dB. The system further comprises a control arrangement to maintain presentation of the noise substantially throughout the detected duration of the user's speech, but substantially not at other times. | 1. A voice enhancement device comprising: an earpiece configured to be positioned in or near an ear of a user; a microcontroller operatively coupled to the earpiece; an accelerometer operatively coupled to the microcontroller, wherein the accelerometer is configured to detect speech by the user and provide an output signal to the microcontroller, wherein the microcontroller has at least a first state in which multitalker babble is retrieved and provided to the earpiece in response to the received output signal from the accelerometer when the received output signal is above a reference level configured to indicate detected speech by the user, wherein the multitalker babble is retrieved and provided to the earpiece at all levels of detected speech by the user, and a second state without the retrieval and provision of the multitalker babble when the received output signal is below the reference level indicating an absence of detected speech by the user.
3872 | Methods and apparatus for continuous noise exposure monitoring | A method for continuously monitoring noise exposure level of a person via measuring sound level within an ear canal of the person using a sound measurement means linked to a sound level recording device external to the ear canal, wherein the sound measurement means may be shielded from the environment by a hearing protective device, and wherein the cable does not interfere with the ability of the hearing protective device to reduce noise exposure level in the ear canal. Also provided is a system comprising a sound measurement means mounted within an ear canal of the person, an external sound level recording means and a linking cable. Further provided is a system for providing continuous noise exposure monitoring level of a person, and for providing radio communication in a noisy environment, said system comprising the above sound monitoring system linked to a radio signal transmission means, and is switchable between said sound level recording means in a recording mode and said radio signal transmission means in a communication mode. | 1. A system for continuously monitoring noise exposure level of a person, said system comprising: a sound measurement means for measuring sound level, a sound level recording means, and a cable linking the sound measurement means and the sound level recording means; wherein the sound measurement means is configured to be mounted within an ear canal of the person; wherein the sound level recording means is configured to be external to the ear canal; wherein the sound measurement means is configured to be shielded from noise from an external environment by an insert-type hearing protective device that is separate and apart from the sound measurement means; wherein the cable is configured to not interfere with the ability of the insert-type hearing protective device to reduce the noise exposure level in the ear canal; and wherein the sound measurement means is not mounted on the insert-type hearing protective device, but is configured to be mounted within the ear canal independently of the insert-type hearing protective device; wherein the sound measurement means measures center-of-head noise exposure under both protected and unprotected conditions while located in only a single position within the ear canal of the person.
3873 | Telemetry optimization in an implantable medical device system to achieve equal and maximal distances in bidirectional communications | Methods for optimizing telemetry in an implantable medical device system are disclosed, with the goal of equating and maximizing the communication distances between devices in the system, such as the external controller and the Implantable Pulse Generator (IPG). The method involves computerized simulation of maximum communication distances in both directions between the two devices while varying at least two parameters of the telemetry circuitry, such as the number of turns in the telemetry coils in the two devices. This results in a simulation output comprising a matrix in which each element comprises the bidirectional distance values. An element is determined for which the distances are equal (or nearly equal) and maximized (or nearly maximized), and the optimal values for the parameters are then chosen on that basis, with the result that the communication distance in one direction equals the communication distance in the other direction, and is maximized. | 1. A method for optimizing wireless communications between first and second devices in an implantable medical device system, the first and second devices having first and second telemetry circuitries respectively, the method comprising: (a) performing a simulation in a computer system to determine an element, wherein the element comprises: a first maximum distance of wireless communications transmitted from a first antenna of the first telemetry circuitry and received at a second antenna of the second telemetry circuitry, and a second maximum distance of wireless communications transmitted from the second antenna of the second telemetry circuitry and received at the first antenna of the first telemetry circuitry, wherein the simulation occurs for a first parameter of the first telemetry circuitry and a second parameter of the second telemetry circuitry; (b) repeating step (a) to determine different elements at different values for the first parameter and the second parameter; (c) compiling the elements in a matrix in the computer system, with each element in the matrix comprising a first and second maximum distance for particular first and second parameters; and (d) determining optimal values for the first and second parameters by determining at least one element in the matrix for which the first and second maximum distances in the at least one element are closest to matching and maximized.
3874 | DNA/nanoparticle complex enhanced radio frequency transponder: structure of mark for detecting hybridization state and authenticating and tracking articles, method of preparing the same, and method of authenticating the same | An apparatus comprises an antenna pattern precursor, wherein the antenna pattern precursor includes a plurality of sensitive regions; and electromagnetically functionalized DNA/nanoparticle complex(es) that individualize the ability to transition between the precursor antenna electrical and resonant frequency characteristics, and activated antenna electrical and resonant frequency characteristics through DNA hybridization of the specific sequences contained in the electromagnetically functionalized DNA/nanoparticle complex(es). | 1. An apparatus configured for a detection of DNA sequence(s), said apparatus comprising; (a) a radiating antenna unit precursor comprising: (i) a substrate, (ii) a plurality of disconnected conductive wire segments attached to and disposed substantially parallel to a surface of said substrate, (iii) a plurality of interconnects on said surface configured to interconnect at least two of said plurality of disconnected conductive wire segments, (iv) a plurality of gap regions, each spanning a distance between two conductive wire segments from said plurality of wire segments, (v) a plurality of different marker electromagnetically functionalized nanoparticle (EMFNP)/DNA sequences disposed within some of said gap regions, each marker EMFNP/DNA sequence comprising marker DNAs coupled to base EMFNPs, and (vi) said plurality of marker EMFNP/DNA sequences defining a radio frequency (RF) response from said conductive wire elements of said radiating antenna unit, said RF response determined by a geometry of said radiating antenna unit and a presence of different marker EMFNP/DNAC sequences bound to different regions between said conductive wire segments of said radiating antenna unit; (b) a separate RF analyzer unit disposed at a distance from said radiating antenna unit and configured to determine said RF response of said radiating antenna unit, said RF analyzer unit comprising: an RF transmitter, an RF receiver, and an RF signal analysis section; (i) said RF transmitter configured to transmit a plurality of frequencies toward said radiating antenna unit, (ii) said RF receiver configured to receive said RF response from said radiating antenna unit at said plurality of frequencies transmitted by said RF transmitter section toward said radiating antenna unit, (iii) said RF receiver configured to receive an RF response above 300 Mhz from said radiating antenna unit, (iv) said RF transmitter configured to transmit electromagnetic energy radiation towards said radiating antenna unit above 300 Mhz, (v) said RF transmitter configured to transmit electromagnetic energy radiation within a substantially continuous range of frequencies, (vi) said RF transmitter and said RF receiver configured to only transmit and receive electromagnetic energy radiation substantially at a same frequency simultaneously, and (vii) said RF signal analysis section configured to determine if a comparative response at a received frequency has been met; wherein a key solution containing complementary EMFNP/DNA sequences applied to said radiating antenna unit causes at least one EMFNP/DNA sequence within the key solution to hybridize with marker EMFNP/DNA sequence within said gap regions, and further causes change in electrical properties of said gap regions and a change in an overall RF response from said radiating antenna unit being received at said RF receiver; and wherein a key solution containing non-complementary EMFNP/DNA complexes applied to said radiating antenna unit will not hybridize with marker EMFNP/DNA sequences within said gap regions and will not change overall RF response from said radiating antenna unit.
3875 | Systems and methods for narrowing a wavelength emission of light | The present invention generally relates to methods and systems for narrowing a wavelength emission of light. In certain aspects, methods of the invention involve transmitting light through a filter and passing a portion of the filtered light through a gain chip assembly at least two times before that portion of light passes again through the filter. | 1. A method of narrowing a wavelength emission of light, the method comprising: transmitting light through a filter in a first direction; sending the light from the filter through an optical circulator to a gain medium in a gain chip assembly a first time; reflecting a portion of the light leaving the gain chip assembly back through the gain medium in the gain chip assembly a second time and back into the optical circulator; sending the reflected portion of the light from the gain chip assembly back through the filter again in the first direction; sending the reflected, filtered portion of the light through the optical circulator to the gain medium in the gain chip assembly for a third time; directing an unreflected portion of the light leaving the gain chip assembly, after the first time and after the third time, to an optical coherence tomography (OCT) system with intravascular imaging capability, such that the OCT system receives light that has passed twice through the filter and three times through the gain chip assembly.
3876 | Method for formation of radiometric images and an antenna for implementation of the method | A method of radiometric image generation is provided using a series of isochronous revolutions of a multi-beam antenna with a dispersion characteristic. The antenna is combined with a multi-channel receiver with frequency channel separation to form an imaging unit. The method comprising cyclically executing the following phases: two separate calibration phase; using first and second standards; external radiation reception phase; data processing phase and data transformation phase. | 1. A method of radiometric image generation using a series of isochronous revolutions of a multi-beam, scanning antenna with a dispersion characteristic, wherein the antenna is combined with a multi-channel receiver with frequency channel separation to form an imaging unit, the method comprising cyclically executing the following phases: two separate calibration phases Δtcs1, Δtcs2 using first and second standards; external radiation reception phase Δtex, data processing phase Δtpr, and data transformation phase Δttr.
3877 | Acoustic echo control for automated speaker tracking systems | A processing system can include a tracking microphone array; audio tracker circuitry connected to the tracking microphone array to track an audio source based on an audio input from the array; communication microphones; and a processor. The processor can include audio circuitry to receive an audio input from the communication microphones and process the audio input to apply one or more of acoustic echo cancellation (AEC) and acoustic echo suppression (AES) processing to the audio input. The processor can further include calculating circuitry to calculate a ratio of signal power after and before the AEC and/or the AES processing, and control circuitry to generate an acoustic echo presence indication based on the ratio calculated by the calculating circuitry. The processor can transmit, via transmitting circuitry, the acoustic echo presence indication to an audio tracking device via a data communication channel between the processor and the audio tracker. | 1. A processor, comprising: audio circuitry configured to receive an audio input from communication microphones and process the audio input to apply one or more of acoustic echo cancellation (AEC) and acoustic echo suppression (AES) processing to the audio input; calculating circuitry configured to calculate a ratio of signal power after and before the AEC or the AES processing; control circuitry configured to generate an acoustic echo presence indication based on the ratio calculated by the calculating circuitry; and transmitting circuitry configured to transmit the acoustic echo presence indication to an audio tracking device.
3878 | Device and system for in vivo imaging | The present invention provides a system and method for obtaining in vivo images. The system contains an imaging system and a transmitter for transmitting signals from a camera to a receiving system located outside a patient. | 1. A swallowable capsule for imaging the gastrointestinal tract, the capsule comprising: an elongated housing, having a longitudinal axis, comprising a single uninterrupted transparent dome shaped window having an apex located at an end of the longitudinal axis; an optical system located behind the single uninterrupted transparent dome shaped window and having an optical path along the longitudinal axis; an imager located behind the single uninterrupted transparent dome shaped window and imaging the gastrointestinal tract via the single uninterrupted transparent dome shaped window and via the optical system; and an illumination element configured to provide illumination in a ring around the imager and illuminating the gastrointestinal tract via the single uninterrupted transparent dome shaped window.
3879 | Systems and methods for processing and transmitting sensor data | Systems and methods for processing, transmitting and displaying data received from an analyte sensor, such as a glucose sensor, are provided. The data can be displayed on a hand-held display device having a display such as a key fob device including a user interface, such as an LCD and one or more buttons that allows a user to view data, and a physical connector, such as USB port. | 1. A method for transmitting data between a first communication device associated with an analyte sensor and a primary communication device and a secondary communication device configured to provide user access to analyte values and/or information derived from analyte values, comprising: establishing a communication channel between a secondary communication device and a first communication device during a transmission time window of a sensor session; determining whether a primary communication device has previously been in communication with the first communication device during the sensor session; and rejecting requests for data or commands sent by the secondary communication device to the first communication device if the primary communication device has not been in communication with the first device during the sensor session; wherein the first communication device comprises a sensor electronics module, the sensor electronics module configured to electronically couple to an analyte sensor and to generate an analyte data stream using the analyte sensor, and wherein the sensor session is defined as a period of time the analyte sensor is in use.
3880 | Laser beam controlling device and extreme ultraviolet light generating apparatus | A laser beam controlling device may include: a guide laser device; a guide laser beam wavefront adjuster provided in a beam path of the guide laser beam outputted from the guide laser device; a beam combiner configured to adjust travel directions of a laser beam outputted from a laser system and the guide laser beam outputted from the guide laser beam wavefront adjuster to coincide with each other, a both beam wavefront adjuster provided in a beam path of both the laser beam and the guide laser beam outputted from the beam combiner, a beam monitor provided in a beam path of both the laser beam and the guide laser beam outputted from the both beam wavefront adjuster, and a controller configured to control the guide laser beam wavefront adjuster and the both beam wavefront adjuster based on detection results at the beam monitor with respect to both the laser beam and the guide laser beam. | 1. A laser beam controlling device, comprising: a guide laser device configured to output a guide laser beam; a guide laser beam wavefront adjuster provided in a beam path of the guide laser beam outputted from the guide laser device; a beam combiner configured to adjust a travel direction of a laser beam outputted from a laser system and a travel direction of the guide laser beam outputted from the guide laser beam wavefront adjuster to coincide with each other; a both beam wavefront adjuster provided in a beam path of both the laser beam outputted from the beam combiner and the guide laser beam outputted from the beam combiner; a beam monitor provided in a beam path of both the laser beam outputted from the both beam wavefront adjuster and the guide laser beam outputted from the both beam wavefront adjuster; and a controller configured to control the guide laser beam wavefront adjuster and the both beam wavefront adjuster based on detection results at the beam monitor with respect to both the laser beam outputted from the both beam wavefront adjuster and the guide laser beam outputted from the both beam wavefront adjuster.
3881 | Physical contact layer for body-worn leadware using selective deposition | A printed electrical circuit and methods for additively printing electrical circuits. Patterned layers of conductive, insulating, semi-conductive materials, and other materials are print deposited on a flexible or rigid substrate to form electrical circuits. A buffering layer is selectively deposited to cover or encapsulate these materials to comprise a comfort layer that provides a soft and comfortable interface to the skin of a wearer. The comfort layer can be selectively deposited on the same press that the conductive, insulating, semi-conductive materials, and other materials are deposited. Further, the comfort layer is selectively deposited only where it is desired and exactly where it is desired. | 1. A body-worn electronic circuit assembly having a buffering feature, the electronic circuit assembly comprising: a substrate; electronic circuitry including at least a conductive material deposited on a first side of the substrate; and a selectively deposited comfort layer encompassing at least a portion of the electronic circuitry, wherein the comfort layer provides the buffering feature such that substantially non-abrasive contact is made between the comfort layer and the skin of a wearer when the electronic circuit is placed on the wearer, wherein the portion of the electronic circuitry which is encompassed by the comfort layer does not contact the skin of the wearer, and wherein the substrate is not configured to be separated from the electronic circuitry.
3882 | ECG leadwire system with noise suppression and related methods | A noise-suppressing electrocardiograph (ECG) adapter having a first end, a second end, and a noise-suppression element is presented, together with an ECG noise-suppressing system and related methods. In an embodiment, the noise-suppressing ECG adapter includes a housing having at least one first connector disposed at a first end of the housing adapted to electrically couple with an ECG lead set, and at least one second connector adapted for coupling to an input of an ECG device. The adapter includes a noise suppression element. The noise suppression element includes a ferromagnetic element having an opening defined therein. In an embodiment the noise suppression element is internal to the adapter. In another embodiment, the noise suppression element is tethered externally to the adapter and configured to clamp around at least a portion of an ECG leadwire. | 1. A noise-suppressing ECG adapter, comprising: a housing having a first end and a second end; at least one first connector disposed at the first end of the housing, the at least one first connector adapted for operably coupling to a proximal end of an ECG lead set; at least one second connector disposed at the second end of the housing, the at least one second connector adapted for coupling to an input of an ECG device; a noise suppression element disposed within the housing, the noise suppression element including one of a ferromagnetic element and an electromagnet having an opening defined therein; and at least one conductor operably coupling the first connector and the second connector and passing through the opening of the one of the ferromagnetic element and the electromagnet, wherein the noise suppression element includes the ferromagnetic element formed from material selected from the group consisting of ferrite and laminated iron.
3883 | Apparatus for wireless data and power transmission in a computed tomography system | An apparatus is configured for wireless transmission of data and electrical power between a fixed gantry part and a rotatable gantry part. The rotatable gantry part is configured to rotate about an axis of rotation of a computed tomography system. The apparatus includes a first support ring arranged on the rotatable gantry part, and a second support ring arranged on the fixed gantry part. The first support ring and the second support ring are rotationally symmetrical and L-shaped in cross-section. | 1. An apparatus configured for wireless transmission of data and electrical power between a fixed gantry part and a rotatable gantry part, the rotatable gantry part configured to rotate about an axis of rotation of a computed tomography system, the apparatus comprising: a first support ring arranged on the rotatable gantry part; and a second support ring arranged on the fixed gantry part; wherein the first support ring and the second support ring are rotationally symmetrical and L-shaped in cross-section; wherein the first support ring comprises a short first limb and a long first limb; wherein the second support ring comprises a short second limb and a long second limb; and wherein the first support ring and the second support ring are configured to move relative to one another, such that the short first limb and the short second limb point away from one another and are not opposite one another.
3884 | Surgical instrument handpiece with resiliently biased coupling to modular shaft and end effector | An ultrasonic surgical instrument includes a reusable handle assembly and a removable and disposable transmission assembly. The handle assembly includes a trigger, a housing having a distal aperture formed in a distal end of the housing, a button disposed on a top surface of the housing, and a biasing member in communication with the button. The transmission assembly includes a proximal shaft, a rotator knob having a coupling feature, a distal shaft assembly extending distally from the proximal shaft, and an end effector at the distal end of the distal shaft assembly. The biasing member of the handle assembly is adjustably coupled to the coupling feature of the transmission assembly. Another version includes a movable yoke configured to engage an inner tube of the transmission assembly. Yet another version includes a waveguide of the transmission assembly non-threadably coupled to a transducer via a biasing force. | 1. A surgical instrument comprising: (a) a body assembly comprising: i. a housing defining a cavity having a distal cavity portion and a proximal cavity portion, wherein the proximal cavity portion is configured to receive an ultrasonic transducer, and ii. a resilient member, wherein at least a portion of the resilient member is positioned within the distal cavity portion and is configured to selectively move between an engagement position and a disengagement position; and (b) a transmission assembly comprising: i. a proximal shaft portion having a proximal end configured to receive the ultrasonic transducer extending proximally therefrom, wherein the proximal shaft portion is configured to be received within the distal cavity portion of the housing, ii. a coupling feature disposed at the proximal shaft portion, iii. a distal shaft assembly extending distally relative to the coupling feature, and iv. an end effector coupled to a distal end of the distal shaft assembly; wherein the resilient member is configured to selectively engage the coupling feature to mechanically secure at least a part of the transmission assembly to the body assembly in the engagement position, and the resilient member is further configured to selectively disengage from the coupling feature to mechanically release at least the part of the transmission assembly to the body assembly, and wherein the resilient member in the engagement position extends through the housing and engages the coupling feature such that each of the proximal end of the proximal shaft portion and the proximal cavity portion of the housing remain configured to receive the ultrasonic transducer for operating the surgical instrument.
3885 | Methods of adjusting an ablation field radiating into tissue using microwave field-detecting needle assemblies | A method of adjusting an ablation field radiating into tissue includes the initial steps of providing an energy applicator and providing one or more microwave field-detecting needle assemblies. Each microwave field-detecting needle assembly includes one or more rectifier elements capable of detecting microwave field intensity via rectification. The method includes the steps of positioning the energy applicator and the one or more microwave field-detecting needle assemblies in tissue, transmitting energy from an energy source through the energy applicator to generate an ablation field radiating about at least a portion of the energy applicator into tissue, and adjusting the ablation field radiating about at least the portion of the energy applicator into tissue based on at least one electrical signal transmitted by the one or more microwave field-detecting needle assemblies. | 1. A method of adjusting an ablation field radiating into tissue, the method comprising: positioning an energy applicator into tissue; positioning at least one microwave field-detecting needle assembly in tissue independently from the energy applicator, the at least one microwave field-detecting needle assembly including at least one rectifier element capable of detecting microwave field intensity via rectification; transmitting energy from an energy source through the energy applicator to generate an ablation field radiating about at least a portion of the energy applicator into tissue; and adjusting the ablation field radiating about the at least a portion of the energy applicator into tissue based on at least one electrical signal transmitted by the at least one microwave field-detecting needle assembly.
3886 | Microwave antenna with cooling system | According to one aspect of the present disclosure, a microwave antenna assembly is disclosed. The antenna assembly includes a feedline having an inner conductor, an outer conductor and an inner insulator disposed therebetween and a radiating portion including a dipole antenna having a proximal portion and a distal portion. The antenna assembly also comprises a sheath disposed over the feedline and the radiating portion defining a chamber around the feedline and the radiating portion. The chamber is adapted to circulate coolant fluid therethrough. The antenna assembly further includes a connection hub having cable connector coupled to the feedline, an inlet fluid port and an outlet fluid port. The connection hub includes a bypass tube configured to provide for flow of the coolant fluid from the cable connector directly to the outlet fluid port. | 1. A microwave antenna assembly comprising: a hub; a cylindrical sheath extending distally from the hub, the cylindrical sheath defining a chamber; a feedline configured to deliver microwave energy, the feedline including an inner conductor, an outer conductor, and an inner insulator disposed between at least a portion of the inner conductor and the outer conductor, wherein at least a portion of the inner conductor of the feedline extends through the chamber defined by the cylindrical sheath; and a fluid flow tube extending through the chamber defined by the cylindrical sheath, the fluid flow tube configured to deliver a coolant fluid to the chamber defined by the cylindrical sheath to cool the portion of the inner conductor of the feedline extending through the chamber defined by the cylindrical sheath and to a proximal portion of the hub to cool the proximal portion of the hub.
3887 | Mobile phone using non-invasive nerve stimulation | Devices, systems and methods are disclosed that allow a patient to self-treat a medical condition, such as migraine headache, by electrical noninvasive stimulation of a vagus nerve. The system comprises a handheld stimulator that is applied to the surface of the patient's neck, wherein the stimulator comprises or is joined to a smartphone. A camera of the smartphone may be used to position and reposition the stimulator to a particular location on the patient's neck. The system may also comprise a base station that is used to meter the charging of a rechargeable battery within the stimulator. The base station and stimulator transmit data to one another regarding the status of a stimulation session. | 1. A system for treating a medical condition of a patient, comprising: a stimulator comprising a housing having a contact surface comprising an electrically conductive material for contacting an outer skin surface of the patient, wherein the housing is configured for attachment and electrical coupling to a mobile device configured to receive a wireless signal; an energy source coupled to the stimulator and the mobile device, the energy source being configured to generate an electric field sufficient to transmit an electric current through the contact surface and the outer skin surface of the patient sufficient to modulate a nerve at a target region within the patient; and a filter coupled in series between the energy source and the contact surface for filtering high frequency components of the electric current.
3888 | Curved and flexible microfluidics | A method of producing curved, folded or reconfigurable structures includes providing a polymer film, exposing the polymer film to at least one of patterned radiation or patterned chemical contact, and conditioning the polymer film subsequent to the exposing. The polymer film includes a polymer that is active to cross-linking of polymer chains in response to the exposing. The exposing is performed such that at least one exposed region of the polymer film develops a gradient in an amount of cross-linking of polymer chains along a cross-sectional direction of the polymer film, and the conditioning of the polymer film removes uncross-linked polymer chains to provide a curved, folded or reconfigurable structure. | 1. A curved, folded or reconfigurable structure comprising: a curved, folded or reconfigurable polymer film having at least one portion that has a gradient in an amount of cross-linking of polymer chains along a cross-sectional direction thereof, wherein said at least one portion being responsive to an environmental stimulus to change an amount of curvature, and wherein said curved, folded or reconfigurable structure is a self-assembling three-dimensional structure of at least one of a microfluidic structure, an electromagnetic structure, and an optoelectronic structure.
3889 | Method and apparatus for performing optical imaging using frequency-domain interferometry | An apparatus and method are provided. In particular, a radiation can be provided which includes at least one first electro-magnetic radiation directed to a sample and at least one second electro-magnetic radiation directed to a reference, whereas a frequency of the radiation varies over time. An interference between at least one third radiation associated with the first radiation(s) and at least one fourth radiation associated with the second radiation(s) can be detected to generate an electrical first signal. A second signal associated with at least one phase of at least one frequency component of the electrical first signal can be obtained. Further, comparison data can be generated by comparing the second signal to at least one particular information. | 1. An apparatus, comprising: at least one first arrangement including a light source that is configured to provide a radiation which includes at least one first electro-magnetic radiation directed to a sample and at least one second electro-magnetic radiation directed to a reference, wherein the light source causes a frequency of the radiation provided by the at least one first arrangement to vary over time; at least one second arrangement including a detector that is configured to detect an interference between at least one third radiation associated with the at least one first radiation and at least one fourth radiation associated with the at least one second radiation to generate an electrical first signal, wherein the at least one second arrangement is configured to obtain a second signal associated with at least one phase of at least one frequency component of the electrical first signal; and a computer which generates comparison data by comparing the second signal to at least one particular information.
3890 | System and method for adapting alarms in a wearable medical device | According to another example, a wearable medical device controller is provided. The device controller includes a memory and a processor coupled to the memory. The processor is configured to determine a correlation between a phenomenon identifiable by the wearable medical device controller and at least one response pattern associated with a patient and store, responsive to detecting the correlation, an adaptation path to address the at least one response pattern, the adaptation path specifying an adaptation of at least one characteristic of an alarm. The at least one response pattern may include a plurality of response patterns and the adaptation path may reflect adaptations made to address at least some of the plurality of response patterns. | 1. An ambulatory medical device comprising: a memory storing a plurality of adaptation paths associated with an alarm; and at least one processor coupled to the memory and configured to: detect an occurrence of an event from a group of events comprising a physiological abnormality and an event concerning the ambulatory medical device; issue a first instance of the alarm in response to detecting the occurrence; adapt, in response to no predetermined response to the first instance of the alarm being received within a target response time, at least one characteristic of the alarm according to at least one adaptation path selected from the plurality of adaptation paths; and issue a second instance of the alarm having the at least one adapted characteristic.
3891 | Associating user emotion with electronic media | Systems, methods, devices, and apparatuses for associating a user emotion with electronic media are described. Contact between a user of a device and a biopotential electrode array that is integrated with the device is detected. Electrodermal data of the user is acquired via the biopotential electrode array. The user emotion is derived based at least in part on the acquired electrodermal data. The user emotion is then associated with the electronic media. | 1. A method of associating a user emotion with electronic media, comprising: detecting contact between a user of a device and a biopotential electrode array that is integrated with the device; detecting, by the device, that the electronic media is being at least one of captured by, played back to, presented to, or combinations thereof, the user; acquiring electrodermal data of the user via the biopotential electrode array based at least in part on detecting that the electronic media is being at least one of captured by, presented to, played back to, or combinations thereof, the user; deriving the user emotion based at least in part on the acquired electrodermal data; associating the derived user emotion with the electronic media that has been at least one of captured, presented, played back, or combinations thereof.
3892 | Mobile computing weight, diet, nutrition, and exercise management system with enhanced feedback and goal achieving functionality | An illustrative mobile computing device executing weight, nutrition, health, behavior and exercise application software serves as a simulated combination personal trainer and dietician/nutritionist for the user using comprehensive databases storing personalized health, nutrition and exercise information. A mobile computing device, such as a smartphone, executing such software monitors, tracks and/or adjusts caloric intake, energy expenditure taking into account nutritional information and behavioral factors. The mobile computing device receives food consumption, exercise-related, behavior and other input using speech input and the device's GPS subsystem to ease data entry burden on users and to promote continued long-term usage. The system rewards user goal achievement in an automatic, seamless manner, through, for example, downloading music, books, or other media. In illustrative implementations, the system assists users to make healthy food and exercise choices by using a comprehensive color code system to identify good choices, bad choices and those in between. | 1. A hand-held mobile weight and exercise management computing device having a housing sized to be held in a user'ss hand comprising: a storage subsystem for storing health information including a user profile, said storage subsystem being operable to store health information about a user, including body weight, pulse rate information, at least one food-related goal including a calorie-related daily goal, and an exercise-related goal; said storage subsystem being further operable to store data relating to a plurality of user-selectable foods and to store data relating to a plurality of user-selectable exercises; a touch screen display operable to display food-related and exercise-related information to said user; a user interface operable to receive input from said user and to communicate output to said user, said user interface including a plurality of user interface displays displayable on said touch screen display; said user interface being operable to selectively initiate entry into said user profile or at least one food-related operation or at least one exercise-related operation, said user interface including a plurality of user-selectable symbols; said user-selectable symbols being operable to initiate entry into said user profile or at least one food-related operation or at least one exercise-related operation; a GPS receiver in said housing operable to receive input GPS data; a pedometer in said housing operable to generate step-related data; said user interface being operable to display on said touch screen display in said housing: a food mode symbol, a first exercise mode symbol for initiating an exercise mode that uses position coordinate information based upon said input GPS data, and a second exercise mode symbol for entry of data regarding a plurality of exercise modes that do not use position coordinate information based upon said input GPS data; a processing subsystem, operatively coupled to said user interface, said GPS receiver, said pedometer, said touch screen display, and said storage subsystem, said processing subsystem including: a food monitoring subsystem being operatively coupled to said storage subsystem and being operable to receive food-related data from said user, via said user interface, including data identifying a first set of foods input by said user, and being operable to link said first set of foods to a specific user meal, said first set of foods including a first food and a quantity-related parameter identified by said user; said food monitoring subsystem being operable to determine the calories expected to be consumed by said user upon eating said first food, and to store food-related information in said storage subsystem relating to said first food, including information relating to the nutritional content of said first food and the calories consumed by said user upon eating said first food, based in part on said food-related data from said user; said food monitoring subsystem, in response to user selection of said food mode symbol, being further operable to generate a food selection display screen identifying a plurality of meal category symbols that allow the user to select a meal category including a breakfast category symbol, a lunch category symbol, and a dinner category symbol; said food monitoring subsystem being further operable to generate a list of said user'ss favorite foods in response to food-related inputs by said user during food selection for said specific user meal; and an exercise monitoring subsystem being operatively coupled to said storage subsystem and, in response to user selection of said first exercise mode symbol or said second exercise mode symbol, being operable to receive exercise-related data from said user, via said user interface, including data identifying a first exercise expected to be performed by said user; said exercise monitoring subsystem being operable to determine the calories expected to be burned by said user upon performing said first exercise, and to store exercise-related information in said storage subsystem relating to said first exercise, including the calories burned by said user and an exercise quantity-related parameter upon said user performing said first exercise, based in part on data from said user; said exercise monitoring subsystem being further operable to analyze data related to user performance of at least one exercise, and to generate exercise feedback for said user relating to said at least one exercise; said exercise monitoring subsystem, in response to user selection of said first exercise mode symbol, being further operable to receive exercise data including user location data via signals received from said GPS receiver, to determine user distance traveled using location data from said GPS receiver, and to track user distance traveled and duration traveled; said exercise monitoring subsystem being further operable to associate each of a plurality of exercise levels with at least one user-selectable exercise, said user-selectable exercise including an associated exercise parameter combination; said exercise monitoring subsystem being further operable to allow said user to select a user-selectable exercise to be performed from any one of said plurality of exercise levels from said storage subsystem; said plurality of exercise levels ranging from a low exercise level, linked to an exercise with an associated exercise parameter combination that may be performed by users having a relatively low fitness level, to a first high exercise level, linked to an exercise having an exercise parameter combination requiring a relatively high fitness level to perform; said plurality of exercise levels including a second high exercise level, linked to an exercise requiring a relatively high fitness level to perform, where said second high exercise level is at a lower exercise level than said first high exercise level, but at a higher exercise level than other exercise levels in said plurality of exercise levels, based upon a comparison of exercise parameter combinations associated with exercises of respective exercise levels being compared; said processing subsystem being further operable to monitor the user'ss performance of at least one exercise activity and to notify said user, if said user'ss performance exceeds the user'ss prior best performance of said at least one exercise activity; said exercise monitoring subsystem being further operable to receive said step-related data from said pedometer, to determine the number of steps taken by said user during a step-related exercise, and to calculate the distance traveled during said step-related exercise; said processing subsystem being further operable to monitor a user'ss food consumption and exercise performance, based in part on user input, and to generate a notification to said user via said user interface of progress towards the achievement by said user of at least one daily food-related goal and at least one exercise-related goal; said processing subsystem being further operable to generate a display of a food-related daily goal and data indicative of said user'ss progress towards meeting said food-related daily goal, and to generate a display of an exercise-related goal and data indicative of said user'ss progress towards meeting said exercise-related goal; said processing subsystem being further operable to monitor said user'ss weight over time, and being operable to receive user weight data from said user interface and to store said user weight data in said storage subsystem, said processing subsystem being further operable to generate a weight-related display visually depicting a plurality of instances of said user'ss weight over time on said touch screen display; said touch screen display being operatively coupled to said processing subsystem to display at least some of said user'ss favorite foods to aid in food data entry by said user, to display said food-related daily goal and data indicative of said user'ss progress towards meeting said food-related goal, to display said exercise-related goal and data indicative of said user'ss progress towards meeting said exercise-related goal, and to display at least one current exercise parameter during the user'ss performance of an exercise.
3893 | Dental arch models | An arch model has a set of teeth and a wall which bridges the set of teeth and has a surface opposite the set of teeth. A sheet containing indicia is placed between the surface of the arch model and a transparent zone of a cover. The cover is separably attached to the arch model. The resulting arch model has the sheet containing indicia disposed between the surface of the arch model and the transparent zone of the cover so that the indicia can be read through the cover. The sheet can be replaced by separating the cover from the arch model, replacing the sheet, and then re-attaching the cover. | 1. A typodont comprising: a model of an oral cavity containing a model of an upper dental arch and a model of a lower dental arch; a connection for articulating the arches between closed and open conditions; the model of an upper dental arch comprising a model of an upper gum disposed right and left of a medial plane of the oral cavity and of upper teeth which are set in the upper gum and extend downwardly from the upper gum to teeth cusps; the model of a lower dental arch comprising a model of a lower gum disposed right and left of the medial plane and of lower teeth which are set in the lower gum and extend upwardly from the lower gum to teeth cusps; one of the models of a dental arch comprising a wall, the gum of the one of the models of a dental arch being disposed between the wall and the teeth of the one of the models of a dental arch, the wall comprising a surface which is opposite the gum of the one of the models of a dental arch and which has an expanse which comprises a perimeter margin occluding the gum of the one of the models of a dental arch both to right and left of the medial plane; a cover which overlies the surface and which is separably attached to the wall; an element which is captured between the cover and the surface; and the cover having a transparent zone for allowing at least a portion of the element to be viewed through the transparent zone, the element comprising a sheet which contains indicia for viewing through the transparent zone and which can be replaced by a different sheet when the cover is separated from the wall.
3894 | Spinal injection trainer and methods therefor | A model for anatomical training includes a visibly clear thermoplastic elastomer matrix formed with at least one contoured surface, the contoured surface simulating at least a portion of a human body. The visibly clear thermoplastic elastomer matrix provides visible needle tracks upon needle penetration that may be fused closed upon heating the thermoplastic elastomer matrix such that the needle tracks are no longer visible. The model includes a skeletal structure embedded within the thermoplastic elastomer matrix at the same location, relative to the contoured surface, as the corresponding skeletal structure is located in a human body, the skeletal structure producing a fluoroscopic image representative of human bone corresponding to the skeletal structure. | 1. A model for anatomic training, comprising: a visibly clear thermoplastic elastomer matrix formed with at least one contoured surface, the contoured surface simulating at least a portion of a human body, the visibly clear thermoplastic elastomer matrix providing visible needle tracks resulting from needle penetration and extraction of a needle along the path of the needle after insertion at a point on the contoured surface to a target below the contoured surface, at least a portion of the needle tracks extending along the path remaining visible until the needle tracks are fused closed with a heat source, whereby the needle tracks are fused closed upon heating the thermoplastic elastomer matrix such that the needle tracks are no longer visible in the thermoplastic elastomer matrix; and a skeletal structure embedded within the visibly clear thermoplastic elastomer matrix at the same location, relative to the contoured surface, as the corresponding skeletal structure is located in a human body, at least a portion of the skeletal structure producing a fluoroscopic image with an image contrast representative of the structure of human bone corresponding to the at least a portion of the skeletal structure.
3895 | Simplified spine testing device | A sample testing device includes a motor, a gear reducer, and an output shaft coupled for rotation by the motor via the gear reducer. The sample testing device further includes a first device adapted to enable the output shaft to move linearly in a first direction substantially parallel with an axis of the output shaft and a second device coupled to the first device for enabling the output shaft to move linearly in a second direction substantially perpendicular to the first direction. The sample testing can further include a third device coupled to the first and second devices for enabling the output shaft to translate linearly in a third direction substantially perpendicular to the first and second directions. | 1. A sample testing device comprising: a motor; a gear reducer coupled to the motor; a spline adapter coupled to the motor via the gear reducer; the motor, the gear reducer and the spline adapter mounted to a body; a shaft supporting the body having the motor, the gear reducer and the spline adapter mounted thereto for linear motion on the shaft; and a ball spline shaft supported by the spline adapter substantially perpendicular to an axis of the shaft for rotation by the motor via the spline adapter and the gear reducer, wherein an end of the ball spline shaft opposite the spline adapter is coupleable to a sample under test.
3896 | Self-organized acoustic signal cancellation over a network | A system for self-organized acoustic signal cancellation over a network is disclosed. The system may transmit an acoustic sounding signal to an interfering device so that a channel measurement may be performed for a channel between the interfering device and an interferee device. The system may receive the channel measurement for the channel from the interfering device and also receive a digitized version of an audio interference signal associated with the interfering device. Based on the channel measurement and the digital version of the interference signal, the system may calculate a cancellation signal prior to the arrival of the original over-the-air audio interference signal that corresponds to the digital version of audio interference signal. The system may then apply the cancellation signal to an audio signal associated with the interferee device to remove the interference signal from the audio signal. | 1. A system, comprising: a memory that stores instructions; a processor that executes the instructions to perform operations, the operations comprising: transmitting an acoustic sounding signal to an interfering device, wherein the acoustic sounding signal is utilized to perform a channel measurement for a channel between the interfering device and an interferee device, and wherein the interfering device is associated with an interference signal; receiving, from the interfering device, the channel measurement for the channel between the interfering device and the interferee device; receiving a digitized version of the interference signal associated with the interfering device; calculating a cancellation signal based on the digitized version of the interference signal and based on the channel measurement, wherein the cancellation signal is calculated prior to the interference signal arriving at the interferee device; and applying the cancellation signal to an audio signal associated with the interferee device in order to remove the interference signal from the audio signal.
3897 | Method for constructing a dipole antenna | A method of constructing a dipole antenna assembly is disclosed. The method includes providing a pair of mold halves and placing a feedline and a radiating portion within a cavity formed by the pair of mold halves, the radiating portion including a proximal portion and a distal portion separated from the proximal portion. The method further includes mating the pair of mold halves together to house the feedline and radiating portion within the cavity. A polyimide material may be injected through at least one inflow slot disposed through the mold halves into the cavity to adhere the distal portion to the proximal portion. | 1. A method of constructing a dipole antenna, comprising: providing a pair of mold halves; placing a feedline and a radiating portion within a cavity formed by the pair of mold halves, the radiating portion including a proximal portion and a distal portion separated from the proximal portion; mating the pair of mold halves together to house the feedline and radiating portion within the cavity; and injecting a polyimide material through at least one inflow slot disposed through the mold halves into the cavity to adhere the distal portion to the proximal portion.
3898 | Surface emitting laser and optical coherence tomography apparatus | In order to provide a wavelength tunable surface emitting laser capable of improving a wavelength tuning efficiency, provided is a surface emitting laser, including: a first reflector; a semiconductor cavity including an active layer; and a second reflector, the first reflector, the semiconductor cavity, and the second reflector being formed in the stated order, a gap portion being formed between the first reflector and a semiconductor layer, a cavity length being tunable, in which the surface emitting laser has a high reflectivity structure formed between the gap portion and the semiconductor cavity, and an expression of "(λ/2)×m+λ/8<L<(λ/2)×m+3λ/8" is satisfied, where L is an optical thickness of the semiconductor cavity, m is an integer of 1 or larger, and λ is a center wavelength of laser oscillation. | 1. A surface emitting laser, comprising: a first reflector; a semiconductor cavity including an active layer; and a second reflector, the first reflector, the semiconductor cavity, and the second reflector, which are formed in the stated order, wherein a gap portion is formed between the first reflector and a semiconductor layer, wherein a cavity length is tunable, wherein the surface emitting laser has a high reflectivity structure formed between the gap portion and the semiconductor cavity, and wherein (λ/2)×m+λ/8<L<(λ/2)×m+3λ/8 is satisfied, where L is an optical thickness of the semiconductor cavity after conversion into an optical thickness in a case of no phase change in optical reflection at a first interface that is at a first reflector side of the semiconductor cavity and at a second interface that is at a second reflector side of the semiconductor cavity, m is an integer of 1 or larger, and λ is a center wavelength of laser oscillation.
3899 | Control means for an electrically adjustable piece of furniture | A control means comprises a control segment ( 3 ) that is designed for driving an electrically adjustable piece of furniture and a switched-mode power supply unit ( 2 ) that supplies power to the control segment ( 3 ). The switched-mode power supply unit ( 2 ) features a switching regulator component ( 223 ) for controlling the switched-mode power supply unit and can be switched into a normal operating mode and into an idle mode. The switched-mode power supply unit ( 2 ) is designed for making available a supply voltage for the switching regulator component ( 223 ) in a clocked fashion with the aid of a start-up circuit ( 224 ) in the idle mode. The switched-mode power supply unit ( 2 ) features a power failure detection circuit ( 230 ) that is designed for detecting a failure of a line voltage applied to the input side of the switched-mode power supply unit ( 2 ) based on a signal within the start-up circuit ( 224 ) and for signaling this failure to the control segment ( 3 ). | 1. A control means, comprising a control segment ( 3 ) that is designed for driving an electrically adjustable piece of furniture; and a switched-mode power supply unit ( 2 ) that supplies power to the control segment ( 3 ), wherein said switched-mode power supply unit features a switching regulator component ( 223 ) for controlling the switched-mode power supply unit ( 2 ) and can be switched into a normal operating mode and into an idle mode; wherein the switched-mode power supply unit ( 2 ) is designed for making available a supply voltage for the switching regulator component ( 223 ) in a clocked fashion with the aid of a start-up circuit ( 224 ) in the idle mode; wherein the switched-mode power supply unit ( 2 ) features a power failure detection circuit ( 230 ) that is designed for detecting a failure of a line voltage applied to the input side of the switched-mode power supply unit ( 2 ) based on a signal within the start-up circuit ( 224 ) and for signaling this failure to the control segment ( 3 ); wherein the start-up circuit ( 224 ) comprises an energy storage (CR 4 ), a resistor element (R 4 ) and a detection element (D 5 ) that is connected in series to the resistor element (R 4 ) and forms part of the power failure detection circuit ( 230 ); wherein the start-up circuit ( 224 ) comprises a detection circuit ( 240 ) that is designed for controlling a connection between the start-up circuit ( 224 ) and the switching regulator component ( 223 ) based on a voltage across the energy storage (CR 4 ); and wherein the detection circuit ( 240 ) is designed for establishing the connection between the start-up circuit ( 224 ) and the switching regulator component ( 223 ) when the voltage across the energy storage (CR 4 ) exceeds a first threshold value (VH) and for separating the connection between the start-up circuit ( 224 ) and the switching regulator component ( 223 ) when the voltage across the energy storage (CR 4 ) falls short of a second threshold value (VL).
3900 | Noise canceling system and method, smart control method and device and communication equipment | The present invention discloses a noise canceling system and method, a smart control method and device and a communication equipment. Said smart control method includes: when it is detected there is no voice signal output at a receiving end of a communication equipment, receiving an outside noise signal from a reference microphone away from ears and a detection signal from a monitoring microphone near ears; implementing performance analysis on said received outside noise signal and said detection signal to estimate a noise reduction performance curve after said feed-forward active noise cancellation; and regulating parameters of the control circuit in said feed-forward active noise cancellation according to said estimated noise reduction performance curve and the preset noise reduction performance curve to make a difference between said estimated noise reduction performance curve and said preset noise reduction performance curve within a preset range. | 1. A non-closed feed-forward active noise canceling method, comprising: picking up an outside noise signal away from ears; subjecting the picked outside noise signal to feed-forward active noise cancellation to generate an anti-noise signal for balancing out said outside noise signal; mixing the generated anti-noise signal and a voice signal received at the receiving end of the communication equipment; and feeding the mixed signal into the ears to balance out the outside noise signal entering the ears via free space, wherein, when it is detected that there is no voice signal output at the receiving end of said communication equipment, regulating the parameters of the control circuit used in said feed-forward active noise cancellation, wherein, the step of when it is detected there is no voice signal output at a receiving end of a communication equipment, regulating the parameters of the control circuit used in said feed-forward active noise cancellation comprises: receiving an outside noise signal from a reference microphone away from the ears and a detection signal from a monitoring microphone near the ears; within a band range of 500 Hz˜1 kHz, analyzing the performance of said received outside noise signal and said detection signal to estimate a noise reduction performance curve about the noise reduction performance after said feed-forward active noise cancellation; and regulating parameters of the control circuit used for said feed-forward active noise cancellation according to the estimated noise reduction performance curve and a preset noise reduction performance curve, so as to, within the band range of 500 Hz˜1 kHz, make a difference between said estimated noise reduction performance curve and said preset noise reduction performance curve within a preset range, and wherein the parameters of said control circuit comprise a gain factor and phase adjustment parameters.
3901 | Methods and systems for active sound attenuation in a fan unit | A system and method for controlling noise produced by an air handling system, for example, is provided. The system includes a source microphone to collect sound measurements from the air handling system and a processor to define a cancellation signal that at least partially cancels out the sound measurements. The system also includes a speaker to generate the cancellation signal. The sound measurements are at least partially canceled out within a region of cancellation. Accordingly, the system further includes a response microphone to collect response sound measurements at the region of cancellation. The processor tunes the cancellation signal based on the response sound measurements. | 1. A fan unit, comprising: a fan operatively connected to a motor; and an inlet cone proximate to the fan, wherein the inlet cone comprises: a throat proximate the fan; a distal inlet; and a noise control extension extending between the throat and the distal inlet, wherein the noise control extension has a sound-absorbing layer configured to passively attenuate sound generated by the fan unit.
3902 | MBAN channel use regulation scheme and adaptive channelization for IEEE 802.15.4J standardization | A medical system includes one or more medical body area network (MBAN) systems. Each MBAN system includes one or more MBAN devices which acquire and communicate patient data with a hub device via short-range wireless communication. The communication of the patient data via the short-range wireless communication is within a predefined spectrum. The hub device receives patient data communicated from the one or more MBAN devices and communicates with a central monitoring station via a longer range communication. A MBAN channelization scheme defines one or more overlapping channels in the predefined spectrum and a MAC parameter dynamically enables or disables access to each defined channel. A channel regulator manages the MBAN utilization of the predefined spectrum by setting the MAC parameter to dynamically enable/disable the one or more predefined MBAN channels within the predefined spectrum. | 1. A medical system comprising: one or more medical body area network (MBAN) systems, each MBAN system including: one or more MBAN devices configured to acquire and communicate patient data with a hub device via short-range wireless communication, the communication of the patient data via the short-range wireless communication being within a predefined spectrum, wherein part of the predefined spectrum is in use by a primary user and unavailable for use, the hub device configured to receive patient data communicated from the one or more MBAN devices, communicates with a central monitoring station via a longer range communication; a channel regulator configured to prohibit the one or more MBAN devices from utilizing the part of the predefined spectrum that is in use by the primary user and to define a channelization scheme with one or more channels of the predefined spectrum accessible to the one or more MBAN devices; wherein the channelization scheme is configured to define one or more non-overlapping channels within the predefined spectrum which can only be accessed within a healthcare facility and one or more overlapping channels within the predefined spectrum which can be accessed anywhere.
3903 | Adaptive laser system for an extreme ultraviolet light source | A system for an extreme ultraviolet (EUV) light source includes an optical amplifier including a gain medium positioned on a beam path, the optical amplifier configured to receive a light beam at an input and to emit an output light beam for an EUV light source at an output; a feedback system that measures a property of the output light beam and produces a feedback signal based on the measured property; and an adaptive optic positioned in the beam path and configured to receive the feedback signal and to adjust a property of the output light beam in response to the feedback signal. | 1. An extreme ultraviolet light source comprising: a source configured to produce an amplified light beam, the source comprising: two or more optical amplifiers, each comprising a gain medium positioned on a beam path, and each optical amplifier configured to receive an input light beam that travels along the beam path at an input and to emit an output light beam at an output and onto the beam path; one or more adaptive optical elements positioned on the beam path, the adaptive optical elements being adjustable in response to a feedback signal; and a feedback system coupled to the one or more adaptive optical elements, the feedback system comprising a sensor, the sensor positioned at an output of one of the optical amplifiers, the feedback system being configured to: generate the feedback signal based on a property measured by the sensor, and provide the feedback signal to a corresponding adaptive optical element, the corresponding adaptive optical element being at least one of the adaptive optical elements, and the corresponding adaptive optical element being positioned between the output of the one of the optical amplifiers and the input of another of the optical amplifiers, wherein the sensor is between the corresponding adaptive optical element and the output of the one of the optical amplifiers; a vacuum chamber; a target material delivery system that directs target material toward a target location that is inside of the vacuum chamber and receives the amplified light beam, the target material comprising a material that emits extreme ultraviolet light when converted to plasma; and a collector inside the vacuum chamber, the collector positioned to receive and direct the emitted extreme ultraviolet light.
3904 | Stretchable electronic patch having a foldable circuit layer | An electronic patch includes a foldable circuit layer that includes a foldable network that includes comprising: a plurality of electronic modules comprising a plurality of electronic components, and flexible straps that connect the plurality of electronic modules, wherein the flexible straps comprise conductive circuit that are conductively connected with the plurality of electronic components in the plurality of electronic modules. Neighboring electronic modules can undulate in opposite directions normal to the foldable circuit layer. The electronic patch also includes an elastic layer that encloses the foldable circuit layer. | 1. An electronic patch, comprising: a foldable circuit layer that defines a layer normal direction perpendicular to the foldable circuit layer, comprising: a foldable network, comprising: a plurality of electronic modules comprising a plurality of electronic components, wherein the plurality of electronic modules include a first electronic module and second electronic modules on two sides of the first electronic module; and flexible straps that connect the plurality of electronic modules, wherein the flexible straps comprise conductive circuit that are conductively connected with the plurality of electronic components in the plurality of electronic modules, wherein the first electronic module is displaced along the layer normal direction perpendicular to the foldable circuit layer, wherein the second electronic modules are displaced opposite to the layer normal direction; and an elastic layer that encloses the foldable circuit layer.
3905 | Electromagnetic interference suppressor | According to the present invention, there are provided an electromagnetic interference suppression material capable of exhibiting a good low-pass filter characteristic in an extensive frequency band ranging from a low frequency to a high frequency, and an electromagnetic interference suppression sheet using the electromagnetic interference suppression material. When laminating a conductive layer having a surface electrical resistance of 100 to 5000Ω/□ in which 5 to 25% by volume of a conductive carbon is mixed, and a magnetic layer having a magnetic permeability with an actual number portion of 3 to 45 in which a magnetic material is mixed, to each other, it is possible to obtain an electromagnetic interference suppression sheet suitable for high-density packaging of electronic equipments which is excellent in low-pass filter characteristic in a near electromagnetic field. | 1. An electromagnetic interference suppressor consisting of: a conductive layer comprising a conductive filler and a resin, and a magnetic layer comprising soft magnetic particles and a resin, the conductive layer and the magnetic layer being laminated to each other, in which the conductive layer has a surface electrical resistance of 100 to 5000 Ω/□, wherein the conductive filler is a conductive carbon, and a content of the conductive filler in the conductive layer is 5 to 25% by volume, and wherein a transmission loss of the electromagnetic interference suppressor having a thickness of not more than 100 μm in a measurement using a microstripline fitted thereto is not more than 3 dB as measured at 500 MHz and not less than 10 dB as measured at 3 GHz.
3906 | Electrophysiology catheter design | The present invention relates to a method, device, and system for improved mapping and/or ablation of a tissue. The device may generally include an elongate body and a distal assembly affixed to the elongate body that includes a treatment electrode having a conductive mapping region and a selectively conductive ablation region that is conductive of high-frequency current and substantially non-conductive of low-frequency current. Alternatively, the device may generally include a treatment electrode having a conductive mapping or ablation region and a region that is coated with an electrically insulated but thermally conductive layer. | 1. A medical device comprising: an elongate body; and a distal assembly affixed to the elongate body and including a treatment electrode having a first surface, a fully conductive mapping region, and a selectively conductive ablation region, the fully conductive mapping region being composed of a metal and the selectively conductive ablation region being composed of a metal that is the same as the metal from which the fully conductive mapping region is composed, with the selectively conductive ablation region including an oxide of the metal, the oxide of the selectively conductive metal being conductive of high-frequency current and substantially non-conductive of low-frequency current.
3907 | Wirebonding fixture and casting mold | The present disclosure involves a method and apparatus for attaching two electrical dies by wire bonding and then encasing the assembly in a protective casting that works by arranging two dies into a fixture conducive to wire bonding. Doped epoxy may be immediately dispensed over the assembly to form a near-net-shape protective cover, or Drive Can. | 1. A manufacturing apparatus, comprising: a bottom plate that includes a first cavity, wherein the first cavity includes a first pocket configured to accommodate a Piezoelectric Micromachined Ultrasound Transducer (PMUT) die and a second pocket configured to accommodate an Application Specific Integrated Circuit (ASIC) die; a bonding plate configured to be removably positioned over and against the bottom plate, the bonding plate including a recess, wherein when the bonding plate is positioned against the bottom plate: the PMUT die and the ASIC die would be trapped in a fixed position; and the recess exposes a portion of the first pocket and a portion of the second pocket; a molding plate configured to be removably positioned over and against the bottom plate, wherein the molding plate includes: a second cavity that is aligned with the first cavity when the molding plate is positioned against the bottom plate, such that the first and second cavities collectively define a shape of a transducer assembly; a first opening that is coupled to the second cavity, wherein the first opening exposes a portion of the first pocket when the molding plate is positioned against the bottom plate; a second opening that is coupled to the second cavity, wherein the second opening exposes a portion of the second pocket when the molding plate is positioned against the bottom plate; and a third opening that is in fluid communication with the first and second cavities such that a fluid can flow into the first and second cavities through the third opening; and a first shut-off pin configured to be removably positioned inside the first opening of the molding plate such that, when the molding plate is positioned against the bottom plate, the first shut-off pin makes physical contact with an upper surface of the PMUT die.
3908 | System and method for alerting visually impaired users of nearby objects | A system and method for assisting a visually impaired user including a time of flight camera, a processing unit for receiving images from the time of flight camera and converting the images into signals for use by one or more controllers, and one or more vibro-tactile devices, wherein the one or more controllers activates one or more of the vibro-tactile devices in response to the signals received from the processing unit. The system preferably includes a lanyard means on which the one or more vibro-tactile devices are mounted. The vibro-tactile devices are activated depending on a determined position in front of the user of an object and the distance from the user to the object. | 1. A system for assisting a visually impaired user comprising: a time of flight camera; a processor executing instructions from memory to: receive images from said time of flight camera and convert said images into signals transmitted to one or more controllers; one or more vibro-tactile devices; wherein said one or more controllers activates one or more of said vibro-tactile devices in response to said signals received from said processor; a lanyard means sized and otherwise dimensioned to be worn around a neck of the user, wherein said one or more vibro-tactile devices are mounted on said lanyard means; a sensor for determining the rotation of the imaging device with respect to a vertical orientation; said rotation being used by said processor to align said images with the vertical orientation prior to generating the signals for use by the one or more controllers; wherein said signal is transmitted to said one or more controllers; said one or more controllers activating one or more of said vibro-tactile devices in response to said signal; said one or more vibro-tactile devices including a first vibro-tactile device being activated when said signal indicates the presence of an object generally to the right of said user, a second vibro-tactile device being activated when said signal indicates the presence of an object generally to the left of said user; and, a third vibro-tactile device being activated when said signal indicates the presence of an object generally in front of said user.
3909 | Pediatric patient-safe CPR device | A CPR guidance device for placement and use on the chest of an adult patient. The device guides a rescuer in the application of an adult CPR protocol. The device also senses patient characteristics indicative of an infant patient. If the device senses that the patient in an infant, it appropriately warns the rescuer that the device is for adult patient use only. | 1. A method for preventing a rescuer from performing an adult cardiopulmonary respiration (CPR) protocol on an infant human, comprising the steps of: applying defibrillator electrodes across the chest; placing a CPR meter to the chest of a human; manually applying a first set of CPR compressions to the chest with the CPR meter; measuring a depth of the CPR compressions and a force applied during the CPR compressions; measuring a trans thoracic impedance across the chest, determining from the trans thoracic impedance whether the human is an infant; and alerting the rescuer if the determining step indicates that the human is an infant, sensing a second set of CPR compressions to the chest with the CPR meter subsequent to the alerting step; and discontinuing the alerting step based on the sensing step.
3910 | Wafer scale sensor ultra-wideband array for tissue diagnosis | Radar imaging for medical diagnosis addresses the need for non-ionizing and low-cost alternatives to conventional medical diagnosis methods, such as mammography x-ray techniques, which expose patients to ionizing radiation for cancer detection. An ultra wide band (UWB) sensor can produce very fine beams at the V- or W-bands using beam forming techniques developed specifically for wafer scale antenna arrays. The high bandwidth radio waves can penetrate tissue and resolve tissue anomalies with high-resolution. Pseudo-random coding creates a signal that allows the correlating receiver to extract very low energy reflected signals from background noise providing coding gain. An integrated panel of sensor antenna arrays enables rapid scanning of the subject area, such as breast tissue, to detect anomalies by eliminating the need for mechanical scanning (e.g., moving the sensors relative to the subject) because the wafer scale antenna array can instantaneously take the desired topographic picture of the subject area. | 1. A system comprising: a panel of planar antenna arrays, each planer antenna array comprising a plurality of circularly polarized antenna elements in a planar surface, wherein each antenna element includes a spiral plate; an array of converters for converting an ultra wide band (UWB) radar signal to V-band or W-band frequency; a feed network connecting the V-band or W-band frequency signal to each of the antenna elements; and a plurality of amplifiers dispersed in the feed network and configured to provide spatial power combining and beam forming of the V-band or W-band frequency signal for high resolution detection of a tissue anomaly.
3911 | Speech aid system | A speech aid system includes a tube for mounting at a tracheostomy of a user, a voice parameter acquiring device mounted to the tube and generating a voice parameter signal according to airflow applied within the tube resulting from attempt by the user to speak, a processor generating an audio signal corresponding to the voice parameter signal, and a sound generator for mounting in an oral cavity of the user. The sound generator produces a substitute glottal sound corresponding to the audio signal. | 1. A speech aid system comprising: a tube configured for mounting at a tracheostomy of a user; a voice parameter acquiring device mounted to said tube, and configured to sense airflow applied within said tube resulting from attempt by the user to speak, and to generate a voice parameter signal according to the airflow sensed thereby; a processor configured to receive the voice parameter signal from said voice parameter acquiring device, and to generate an audio signal corresponding to the voice parameter signal; and a sound generator configured for mounting in an oral cavity of the user, configured to receive the audio signal from said processor, and configured to produce a substitute glottal sound corresponding to the audio signal.
3912 | Patch pump training device | Described are methods and systems to train a user in the proper operation of a manual patch pump to ensure that the user can attach the patch pump to a suitable location on the skin of the user and actuate the pump correctly in accordance with a prescribed dosing schedule or a self-calculated dosing schedule. | 1. A patch type drug delivery pump training system comprising: a trainer device including: a base configured to be attached to a user'ss epidermis; a housing attached to the base, the housing having at least one dosing actuator, a processor coupled to a memory, clock and dosing switches connected to the dosing actuators, the dosing switches configured to indicate dosing events whenever the dosing actuators have been actuated and such dosing events stored in the memory; and a monitor device disposed apart from the trainer device and operatively connected therewith, wherein the monitor device initiates at least one test scenario that simulates the delivery of a drug and receives data from the memory of the trainer device, the data including simulated dosing events and time of each event so that the monitor device provides an indication of whether the user has actuated the dosing switches in accordance with a dosing plan stored in one of the monitor device or the trainer device, wherein the monitor device provides training feedback to the user at the time of receiving the data from the trainer device, the training feedback indicating compliance or noncompliance with the at least one test scenario.
3913 | Electromagnetic coil system for driving control of micro-robot | An electromagnetic coil system for driving control of a micro-robot includes pairs of X-axis and Y-axis Helmholtz coils whose winding central axes are placed on an X axis and Y axis respectively, a position recognition system that detects a position and direction of the micro-robot in a workspace, a controller that controls an amount of supply of electric currents flowing to the X-axis or Y-axis Helmholtz coils in order to control movement of the micro-robot based on information about the movement of the micro-robot and previously input information about a path of the micro-robot, and a current amplifier that supplies the electric currents to the respective Helmholtz coils. The pairs of X-axis and Y-axis Helmholtz coils are disposed so as to face each other, and the X-axis Helmholtz coils and the Y-axis Helmholtz coils are vertically crossed and installed so as to form the workspace of the micro-robot. | 1. An electromagnetic coil system for driving control of a micro-robot comprising: a pair of X-axis Helmholtz coils whose winding central axes are placed on an X axis; a pair of Y-axis Helmholtz coils whose winding central axes are placed on a Y axis; a position recognition system that detects a position and direction of the micro-robot in a workspace; a controller that controls an amount of supply of electric currents flowing to the X-axis or Y-axis Helmholtz coils in order to control movement of the micro-robot based on information about the movement of the micro-robot obtained from the position recognition system and previously input information about a path of the micro-robot; and a current amplifier that supplies the electric currents to the respective Helmholtz coils in response to a current control instruction of the controller, wherein the pair of X-axis Helmholtz coils are disposed so as to face each other, and the pair of Y-axis Helmholtz coils are disposed so as to face each other, and the X-axis Helmholtz coils and the Y-axis Helmholtz coils are vertically crossed and installed so as to form the workspace of the micro-robot.
3914 | Radio system for high-speed wireless communication | Indoor/outdoor broadband wireless combined radio/antennas configured to include an integrated adjustable mount allowing mounting to a pole or stand and adjustment of the angle of the device (e.g., the altitude) by a lockable ball joint. The device may include a compact array antenna having a high gain configured to operate in, for example, the 5.15 to 5.85 GHz band and/or the 2.40-2.48 GHz band. The antenna emitters may be arranged in a separate plane from a plane containing the antenna feed connecting the emitting elements and also from a ground plane. The antenna array may be contained within a protective weatherproof housing along with the radio control circuitry. The antenna may be manufactured by a simple stamping/forming process. The apparatuses may be configured for low impedance mismatch and may have a high gain relative to a very small and compact overall shape. | 1. A radio and antenna device for providing wireless broadband access, the device comprising: a housing comprising a rear region having an integrated bracket mount, wherein the bracket mount comprises a ball socket; wherein the housing encloses an array antenna having: a ground plate in a first plane, a plurality of antenna radiating elements above the first plane wherein each antenna radiating element has a radiating surface extending in a plane above the first plane, wherein the antenna radiating elements may extend in the same plane or in different planes, an antenna feed in a third plane between the first plane and the radiating surfaces, and a plurality of feed lines extending from the third plane, wherein each feed line connects an antenna radiating element to the antenna feed, wherein the plurality of antenna feed lines comprises a vertical polarization feed connected to a first radio connection point, and a horizontal polarization feed connected to a second radio connection point; further wherein the plurality of antenna radiating elements, antenna feed, and plurality of feed lines are all formed of a stamped single sheet of metal having a continuous top surface; and a bracket comprising a ball joint, the bracket configured support the housing, wherein the bracket and bracket mount cooperate to provide a plurality of selectable tilt positions of the housing relative to the bracket.
3915 | Medication pocket and cellular phone case assembly | A medication pocket and cellular phone case assembly includes a housing that has a back wall having a front side, a back side and a perimeter edge. A perimeter wall is attached to and is continuous with respect to the perimeter edge. The perimeter wall extends forward of the front side and the perimeter wall has a distal edge with respect to the back wall. A perimeter lip is attached to the distal edge and extends inwardly over the back wall. A space between the perimeter lip and the back wall receives a cellular phone. A container is attached to the back side of the back wall and a case, containing medication, is removably positioned in the container. | 1. A medication holder and electronic device protection combination assembly comprising: a housing having a back wall having a front side, a back side and a perimeter edge, a perimeter wall being attached to and being continuous with respect to said perimeter edge, said perimeter wall extending forward of said front side, said perimeter wall having a distal edge with respect to said back wall, a perimeter lip being attached to said distal edge and extending inwardly over said back wall, wherein a space between said perimeter lip and said back wall is configured to receive a cellular phone; a container being attached to said back side of said back wall, said container including an outer wall and a peripheral wall being attached to and extending between said outer wall and said back wall, said peripheral wall including a bottom wall, a first lateral wall and a second lateral wall, an upper side of said container being open; a case being removably positioned in said container, said case containing medication; a transmitter being mounted to said housing; and an actuator being mounted in said container and being operationally coupled to said transmitter, said transmitter being configured to send a wireless signal to a cellular phone such that the cellular phone dials an emergency response number when said actuator is actuated, said actuator being actuated when said case is removed from said container.
3916 | Motion-activated display of messages on an activity monitoring device | Methods, systems and devices are provided for motion-activated display of messages on an activity monitoring device. In one embodiment, method for presenting a message on an activity monitoring device is provided, including the following method operations: storing a plurality of messages to the activity monitoring device; detecting a stationary state of the activity monitoring device; detecting a movement of the activity monitoring device from the stationary state; in response to detecting the movement from the stationary state, selecting one of a plurality of messages, and displaying the selected message on the activity monitoring device. | 1. A method for presenting a message on an activity monitoring device, comprising: storing a plurality of messages to a memory of the activity monitoring device, each of the plurality of messages being predefined activity related statements directed to a user of the activity monitoring device, wherein storing the plurality of messages includes identifying the activity monitoring device to a server and downloading the plurality of messages from the server, the server being configured to access a user account associated with the activity monitoring device, the plurality of messages being selected by the server based on the user account; detecting a stationary state of the activity monitoring device; detecting a movement of the activity monitoring device from the stationary state; in response to detecting the movement from the stationary state, selecting one of the plurality of messages from the memory of the activity monitoring device; and displaying the selected message on the activity monitoring device; wherein selecting one of the plurality of messages includes determining a selection condition that includes one or more of a current date, a location of the activity monitoring device, a current season, or a current weather.
3917 | Proxy communication system and proxy communication system controlling method in BAN environment | Disclosed is a method of controlling a communication system including one or more sensors attached to a user, a wireless communication apparatus, and a coordinator. The method of controlling the communication system includes receiving a request for a proxy authority for a proxy between the one or more sensors and the coordinator from the wireless communication apparatus and assigning the proxy authority to the wireless communication apparatus by the coordinator; generating a user identifier corresponding to the user by the wireless communication apparatus; searching for the one or more sensors attached to the user and establishing pairings with the found one or more sensors by the wireless communication apparatus; making a request for association information for an association between the coordinator and the sensors from the found one or more sensors and receiving the association information by the wireless communication apparatus; making a request for an association proxy for an association between the found one or more sensors and the coordinator from the coordinator and receiving the association proxy in response to the request by the wireless communication apparatus; and establishing an association with the found one or more sensors, making a request for data, and receiving the data in response to the request for the data by the coordinator. | 1. A method of controlling one or more sensors and a coordinator by a wireless communication apparatus, the method comprising: transmitting a request for a proxy authority to a coordinator; receiving the proxy authority from the coordinator, in response to the request for proxy authority; identifying a user identifier, based on the received proxy authority; searching for one or more sensors based on the received proxy authority; establishing one or more pairings with the searched one or more sensors; transmitting, to the searched one or more sensors, a request for association information for associating at least one sensor among the searched one or more sensors with the coordinator; receiving the association information, in response to the request of association information; transmitting, to the coordinator, a request for a group association proxy for associating the searched one or more sensors with the coordinator, based on the identified user identifier; and receiving the group association proxy, in response to the request of group association proxy.
3918 | Method and apparatus for modulating current in computed tomography imaging system | A method and apparatus of current modulation in a computed tomography imaging system are provided. The method may include: selecting a plurality of sample points from an expected current modulation curve as approach points; establishing an actual current modulation curve, wherein an actual current value of the actual current modulation curve at an approach point approximates an expected current value of an expected current modulation curve, and a variation rate of the actual current is within an allowed range of the computed tomography imaging system; and modulating a current in an X-ray tube of the computed tomography imaging system according to the actual current modulation curve. According to the disclosure, an image valuable to the diagnosis can be obtained with the smallest radiation dose. | 1. A current modulation method in a computed tomography imaging system, comprising: selecting a plurality of discrete data points from an expected current modulation curve as approach points, wherein each of the approach points represents an expected current at a view; setting an approach factor for each actual current value, which comprises: selecting from the approach points a plurality of peak points and/or valley points of the expected current modulation curve, sorting the peak points and/or valley points in an ascending order of amplitudes, setting the approach factors in an incremental way for the actual current values at the views corresponding to the sorted peak points and/or valley points, respectively, and setting the approach factors equal to 1 for the actual current values at the views corresponding to the approach points except the peak points and/or valley points; establishing an actual current modulation curve, wherein at each view, the actual current value of the actual current modulation curve approximates the corresponding expected current value of the expected current modulation curve, and a variation rate of the actual current value is within an allowed range of the computed tomography imaging system, thus the actual current modulation curve has an approaching degree to the expected current modulation curve, and the approaching degree is determined by differences between the actual current values and the corresponding expected current values; and modulating a current in an X-ray tube of the computed tomography imaging system according to the actual current modulation curve.
3919 | Low energy wireless communication systems and methods for medical devices | A method performed by a medical device for transmitting data packets includes: removing select data fields from a data packet defined in accordance with IEEE standard 11073 to form a modified data packet; determining a length of the modified data packet; determining whether the length of the modified data packet is greater than a predetermined maximum length of data packets under the Bluetooth low energy protocol, as defined in Bluetooth Core Specification version 4.0 or higher; when the length of the modified data packet is greater than the predetermined maximum length of data packets defined under the Bluetooth low energy protocol, partitioning the modified data packet into a plurality of individual data packets, wherein each of the individual data packets includes a portion of the modified data packet; and transmitting the individual data packets via an antenna in accordance with the Bluetooth low energy protocol. | 1. A method performed by a medical device for transmitting data packets using a communication protocol defined in accordance with the Bluetooth low energy protocol, the method comprising: removing select data fields from a data packet defined in accordance with IEEE standard 11073-20601 to form a modified data packet; determining a length of the modified data packet; determining whether the length of the modified data packet is greater than a predetermined maximum length of data packets under the Bluetooth low energy protocol, as defined in Bluetooth Core Specification version 4.0; when the length of the modified data packet is greater than the predetermined maximum length of data packets defined under the Bluetooth low energy protocol, partitioning the modified data packet into a plurality of individual data packets, wherein each of the individual data packets includes a portion of the modified data packet; and transmitting the individual data packets via an antenna in accordance with the Bluetooth low energy protocol.
3920 | User feedback through handpiece of surgical instrument | A surgical instrument includes a handpiece having a user input feature and a user feedback feature. A shaft assembly extends distally from the handpiece. An end effector is disposed at a distal end of the shaft assembly. The end effector includes an active feature responsive to actuation of the user input feature. The active feature is operable to operate on tissue in response to actuation of the user input feature. The user feedback feature is operable to provide feedback to the user that indicates information relating to operation of the end effector. The feedback may include haptic, visual, and/or auditory feedback. | 1. A surgical instrument comprising: (a) a handle assembly, wherein the handle assembly comprises a user feedback feature; (b) a shaft assembly extending distally from the handle assembly; and (c) an end effector disposed at a distal end of the shaft assembly, wherein the end effector is operable to deliver energy from the shaft assembly to a surgical site; wherein the user feedback feature is operable to provide feedback to the user, indicating information relating to multiple steps of operation of the end effector including indicating activation of the end effector and indicating whether a threshold impedance value has been reached.
3921 | Sterile battery containment | An apparatus for delivering electrical power to an electrically powered medical device includes a battery, a first compartment, and a second compartment where the second compartment can hold the first compartment and the first compartment can hold the battery. A sterile space is defined between the first compartment and the second compartment. The first compartment and the battery may be selectively electrically coupled with the electrically powered medical device such that the first compartment does not compromise the sterility of the electrically powered medical device. | 1. An apparatus comprising: (a) a battery pack, wherein the battery pack is operable to deliver electrical power to an electrically powered medical device; (b) a first compartment, wherein the first compartment is configured to contain the battery pack, wherein the battery pack is operable to deliver electrical power to the electrically powered medical device while the battery pack is positioned in the first compartment, wherein the first compartment further comprises a closing feature operable to fluidly seal the first compartment, wherein the first compartment and the battery pack are configured to selectively couple with the electrically powered medical device; (c) a second compartment, wherein the second compartment is configured to contain the first compartment, wherein the first compartment is removable from the second compartment, wherein the first compartment and the second compartment define a sterile area therebetween; (d) an opening feature in communication with the first compartment, wherein the opening feature comprises a pull tab configured to expose the battery pack from the first compartment when the pull tab is pulled relative to the first compartment and (e) a sterile adhesive positioned in the sterile area, wherein the sterile adhesive is in contact with the first compartment and the second compartment; wherein each of the first compartment and the second compartment comprises a bag.
3922 | Parametric emitter system with noise cancelation | An ultrasonic noise cancelation system can include a communication module configured to receive a noise signal detected by a noise detection module, the noise signal representing a noise sound in a listener environment; a noise cancelation module configured to invert the received noise signal thereby creating an inverse noise signal representing an inverse of the noise sound; and a modulator configured to modulate the inverse noise signal onto an ultrasonic carrier to generate an ultrasonic signal. | 1. An ultrasonic audio system for canceling a noise sound from a listening environment, comprising: an audio processing system, comprising: a communication module configured to receive a noise signal detected by a noise detection module, the noise signal representing the noise sound in a listener environment; a noise cancelation module configured to invert the received noise signal thereby creating an inverse noise signal representing an inverse of the noise sound; an equalization module configured to equalize the received noise signal either before or after it is inverted by the noise cancelation module; and a modulator configured to modulate the equalized and inverse noise signal onto an ultrasonic carrier to generate an ultrasonic signal; and an ultrasonic emitter coupled to receive the ultrasonic signal and to launch an ultrasonic pressure wave representing the ultrasonic signal into a transmission medium in the listening environment toward an intended listener, wherein upon transmission in the transmission medium, the ultrasonic signal demodulates, thereby producing an inverse of the noise sound in the listening environment.
3923 | Cable connector and endoscope apparatus | A cable connector includes a circuit board, having a predetermined width in a manner passable through an elongated tube of an endoscope apparatus, disposed to extend in an axial direction. A terminal group is formed on the circuit board, for electrically contacting a socket connector. First and second land patterns are formed on the circuit board, arranged in the axial direction so that the terminal group is disposed therebetween, wherein a front end of a first electric line group having lines among electric lines of a cable structure is electrically coupled to the first land pattern, and a front end of a second electric line group having lines among the electric lines is coupled to the second land pattern. A wiring pattern is formed on the circuit board, for electrically coupling the first land pattern to the terminal group and coupling the second land pattern to the terminal group. | 1. A cable connector for an endoscope apparatus including a flexible elongated tube for extending in an axial direction, a circuit device incorporated in said elongated tube, a cable structure, having plural electric lines, contained in said elongated tube, connected with said circuit device, wherein said cable connector is mounted on said cable structure, and couplable with an external socket connector for externally transmitting a signal from said circuit device, said cable connector comprising: a circuit board, having a width in a manner passable through said elongated tube, disposed to extend in said axial direction; a terminal group of plural terminals, formed on said circuit board, for electrically contacting said socket connector; first and second land patterns, positioned apart from one another in said axial direction, so disposed that said terminal group is positioned therebetween at least partially, for electrical conduction to said electric lines; a wiring pattern, formed on said circuit board, for electrically coupling said first land pattern to said terminal group and electrically coupling said second land pattern to said terminal group, wherein said first land pattern is disposed on a side of a first board end of said circuit board from said terminal group in said axial direction; said second land pattern is disposed on a side of a second board end of said circuit board from said terminal group in said axial direction; said terminal group is constituted in said axial direction by a first terminal on said side of said first board end, and a second terminal on said side of said second board end; said wiring pattern is constituted in said axial direction by a first conductive line on said side of said first board end, and a second conductive line on said side of said second board end; said first conductive line couples said first terminal to said first land pattern; said second conductive line couples said second terminal to said second land pattern, said cable connector further comprising a tab portion, formed at said first board end, for enabling portions of said circuit board to pass safely through said elongated tube in penetration thereof.
3924 | Monolithic, side pumped solid-state laser and applications thereof | A monolithic, side pumped solid-state laser ( 1 ) comprising a laser resonator structure ( 3 ) comprised of a laser gain medium ( 2 ) having a longitudinal axis (L), wherein the laser resonator structure ( 3 ) comprises end faces ( 4 ) forming a linear optical path resonant cavity there between, at least one of the end faces ( 4 ) comprising at least partially reflecting laser mirrors ( 4 a , 4 b) in particular deposited thereon, the laser gain medium ( 2 ) comprising a side face ( 2 a) for receiving pump light ( 5 a) of a pump source ( 5 ), wherein the pump light ( 5 a) is generated by a diode laser ( 5 ), and comprising a conductive cooler ( 6 ) comprising contact faces ( 6 c) contacting the laser gain medium ( 2 ), and comprising a reflector ( 7 ) arranged opposite to the side face ( 2 a) with respect to the longitudinal axis (L), wherein the laser gain medium ( 2 ) is a low gain material. | 1. A monolithic, side pumped solid-state laser comprising a laser resonator structure comprised of a laser gain medium having a longitudinal axis, wherein the laser resonator structure comprises end faces forming a linear optical path resonant cavity there between, the end faces comprising at least partially reflecting laser mirrors, one high reflector and an output coupler, deposited on the end faces, the laser gain medium comprising a side face for receiving pump light generated by a diode laser of a pump source, and comprising a conductive cooler, and comprising a reflector arranged opposite to the side face with respect to the longitudinal axis, wherein the laser gain medium is a low gain material, wherein the low gain material is a laser gain media with a stimulated emission cross section equal or less than that of Er:YAG namely <=3.0*10−20cm2, wherein the conductive cooler comprises contact faces for contacting the laser gain medium, and wherein due to the monolithic design of the lasers, a laser high reflector is deposited directly on the gain medium and an output coupler is deposited directly on the opposite end on the gain medium.
3925 | Adaptive inductive power supply with communication | An adaptive inductive ballast is provided with the capability to communicate with a remote device powered by the ballast. To improve the operation of the ballast, the ballast changes its operating characteristics based upon information received from the remote device. Further, the ballast may provide a path for the remote device to communicate with device other than the adaptive inductive ballast. | 1. A contactless power supply for inductively providing power to a plurality of remote devices, said contactless power supply comprising: a resonant circuit having a primary for transferring power to the plurality of remote devices by an inductive coupling, said resonant circuit having a variable resonant frequency; an inverter coupled to said resonant circuit, said inverter configured to drive said resonant circuit at a frequency of operation such that power is transferred inductively from said primary to one or more of the plurality of remote devices; and a contactless power supply controller coupled to said resonant circuit and said inverter, said contactless power supply controller configured to determine a resonant frequency setting for said resonant circuit to transfer power to the plurality of remote devices.
3926 | Energy extraction | This disclosure describes techniques and systems for extracting energy from the endocochlear potential (EP) in animal subjects (e.g., human subjects) and using the extracted energy to operate circuits (e.g., electronic device, sensors, and transmitters). The subject matter of this disclosure is embodied, for example, in a system for extracting energy from an endocochlear potential of an animal, wherein the system includes a pair of electrodes, and a circuit coupled to the pair of electrodes. The circuit includes a boost converter, an energy buffer component configured to receive voltage from the boost converter, a start-up rectifier configured to provide voltage to the energy buffer component, and a control component configured to provide control signals to the boost converter. The power extracted from the endocochlear potential is equal or larger than the quiescent power of the circuit. | 1. A system for extracting energy from an endocochlear potential of an animal, the system comprising: a first electrode having an end to contact endolymph within a cochlea of an animal; a second electrode having an end to contact perilymph within the cochlea of the animal; and an energy harvesting circuit comprising: a boost converter that transforms an endocochlear potential across the first electrode and the second electrode to a higher potential; an energy buffer component connected to the boost converter to store electrical energy transformed by the boost converter; a control component providing control signals to the boost converter and powered by the energy buffer; an antenna; and a start-up rectifier that receives an external signal via the antenna to provide an initial voltage to the energy buffer component.
3927 | Scalable network apparatus for content based switching or validation acceleration | A network apparatus is provided that may include one or more security accelerators. The network apparatus also includes a plurality of network units cascaded together. According to one embodiment, the plurality of network units comprise a plurality of content based message directors, each to route or direct received messages to one of a plurality of application servers based upon the application data in the message. According to another embodiment, the plurality of network units comprise a plurality of validation accelerators, each validation accelerator to validate at least a portion of a message before outputting the message. | 1. A system comprising: a plurality of processing nodes to separately provide one or more services; and a plurality of network units cascaded together, at least a portion of the network units to include a loading criteria feature to forward received messages to a next network unit for processing based on whether a condition indicative of an amount of processing capacity available at a given network unit having the loading criteria feature is met, wherein a network unit of the plurality of network units is to select a processing node of the plurality of processing nodes to receive one or more of the received messages.
3928 | Internal dynamic range control in an adaptive noise cancellation (ANC) system | A personal audio device, such as a headphone, includes an adaptive noise canceling (ANC) circuit that adaptively generates an anti-noise signal using one or more microphone signals that measure the ambient audio. The anti-noise signal is combined with source audio to provide an output for a speaker. The anti-noise signal causes cancellation of ambient audio sounds that appear in the microphone signals. A processing circuit uses the reference microphone to generate the anti-noise signal using one or more adaptive filters. The processing circuit also includes low-pass filters that remove quantization noise images at the output of the adaptive filter to reduce the dynamic range required at the output of the adaptive filter. | 1. A personal audio device, comprising: a personal audio device housing; a transducer mounted on the housing for reproducing an audio signal including both source audio for playback to a listener and an anti-noise signal for countering the effects of ambient audio sounds in an acoustic output of the transducer; at least one microphone mounted on the housing for providing at least one microphone signal indicative of the ambient audio sounds; a delta-sigma modulator for quantizing the at least one microphone signal at an oversampled rate substantially higher than a baseband audio rate of the audio signal; and a processing circuit that generates the anti-noise signal using an adaptive filter operating at the oversampled rate to reduce the presence of the ambient audio sounds heard by the listener in conformity with the at least one microphone signal, wherein a wideband response of an output of the adaptive filter includes a first lowest-frequency image and multiple higher-frequency images at multiples of the oversampled rate, wherein the processing circuit further implements a digital low-pass filter having an input coupled to an the output of the adaptive filter to remove at least some of the higher-frequency images of the quantized microphone signal that appear in the output of the adaptive filter to reduce the dynamic range required by the output of the adaptive filter, and wherein the digital low-pass filter has a corner frequency greater than a maximum frequency of an the first lowest-frequency image in the output of the adaptive filter.
3929 | Compact, all-optical generation of coherent X-rays | A method for generating coherent, polarized, and tunable X-rays using a single laser pulse is provided. An ultrashort laser pulse is fired into a plasma. As the laser beam travels through the plasma, some of its photons are backscattered, e.g., through Raman backscattering, to generate a counter-propagating photon beam that is co-linear with the original laser beam. When the backscattered photons interact with high-energy accelerated periodic electron bunches, coherent X-rays are generated through Compton backscattering of the photons off of the electrons. The energy of the backscattered X-rays can be tuned by tuning one or more characteristics of the laser pulse and/or the plasma. | 1. A method for generating an emission of coherent X-rays, comprising: firing a laser pulse into a gas jet, a power of the laser pulse being configured to produce a laser-generated plasma within the gas jet, the power of the laser pulse and a width of the gas jet being configured to produce a plurality of high-energy laser-accelerated electron bunches within the plasma, the electron bunches being co-linear with and following behind the laser pulse as it travels through the gas jet; wherein a density profile of the plasma and a temporal profile of the laser pulse are configured to cause a plurality of photons from the laser pulse to be continuously backscattered by the plasma by means of stimulated Raman backscattering over an entire length of the plasma to produce a Raman-backscattered counter-propagating photon beam having a desired energy and being co-linear with the electron bunches in the plasma; wherein the Raman-backscattered counter-propagating photon beam interacts with the electron bunches in the plasma, a length of the plasma and an energy of the Raman-backscattered counter-propagating photon beam being configured to cause the electron bunches to form a beam of periodic electron bunches at a predetermined X-ray wavelength; and further wherein photons from the Raman-backscattered counter-propagating photon beam continuously scatter off electrons from the periodic electron bunches over an interaction distance that traverses the entire length of the plasma to generate a self-amplified emission of coherent X-rays having a predetermined energy and having the predetermined X-ray wavelength.
3930 | Wearable health monitoring system | Devices, systems and methods are disclosed which relate to remotely monitoring the health of an individual. The individual wears a health monitoring device, with an attached strap, capable of sensing characteristics of the individual. These characteristics may include voice level and tone, movements, blood pressure, temperature, etc. The device allows individuals to constantly monitor their health without having to physically visit a doctor or other health care professional. Wireless communication, for instance with an Internet Protocol Television (IPTV) set-top box, allows measurements to be made and evaluated by a ‘computerized’ healthcare service provider. For a more accurate evaluation, measurements are sent over the INTERNET to a service. The device communicates with services in order to diagnose the individual based upon the characteristics. | 1. A device, comprising: a memory that stores executable instructions; a processor coupled to the memory; and a wireless transceiver in communication with the processor, wherein the processor, responsive to executing the instructions, facilitates performance of operations comprising: capturing a first input representing a baseline health performance sample of a user of the device; receiving a request for a new health performance sample from a set-top box device by way of the wireless transceiver; capturing a second input representing the new health performance sample according to the request, wherein the first and second inputs comprises measurements corresponding to movement of a health monitoring device relative to the set-top box device, wherein the movement is determined according to a time difference of arrival at the health monitoring device between two signals originating at the set-top box device; comparing the second input representing the new health performance sample to the first input representing the baseline health performance sample to determine a difference in user health performance; determining a health condition of the user based on the difference in user health performance; and transmitting information regarding the health condition to the set-top box device by way of the wireless transceiver for reporting to an internet protocol television network.
3931 | User or patient monitoring systems with one or more analysis tools | A system is provided for using telemetry data based on user habit information or user monitoring. A monitoring device has one or more sensors that detect or measure user information selected from of at least one of, a user's activities, behaviors and habit information, and a user's health. The monitoring device includes ID circuitry with an ID storage that contains a unique user ID, a communication system which reads and transmits the unique user ID from the ID storage, a power source and a pathway system. A telemetry system with a database receives the user information from the telemetry device. One or more analysis tools are at the telemetry system that analyze the user information and produce analysis information that is sent to the monitoring device. | 1. A system for using telemetry data based on an individual, comprising: a monitoring device with a microphone, an RF transmitter and sensors to determine air quality, sound level, sound quality, light quality and ambient temperature near the individual; an accelerometer configured to detect a user'ss movement information, the accelerometer and the monitoring device configured to provide the user'ss movement information configured to assist to determine individual sleep information and sleep behavior information, the monitoring device including ID circuitry with an ID storage that contains a unique individual ID, the accelerometer configured to cause the microphone to stop recording individual'ss movement sounds when the individual'ss movement sounds are not directed to a sleep related parameter; a telemetry system with a database of user ID'ss and in communication with the monitoring device and the accelerometer; an sleep activity manager at the telemetry system; and a feedback control system or subsystem that analyzes the user'ss movement information received from the accelerometer and the monitoring device to assist in determining the individual sleep information and the sleep behavior information, wherein the feedback control system or the subsystem in operation recognizes an intended alert pattern based on a morphology of a measured sensor signal, and wherein the feedback control system or the subsystem in operation analyzes a frequency power band of the measured sensor signal for correspondence to frequency and amplitude.
3932 | Leadless cardiac pacemaker | In a cardiac pacing system, a leadless cardiac pacemaker is configured for implantation in electrical contact with a cardiac chamber and configured for leadless pacing. | 1. A leadless biostimulator comprising: a housing; a plurality of electrodes formed integrally to the housing or coupled to the housing and separated by a maximum distance of 2 centimeters from the housing; a pulse generator hermetically contained within the housing and electrically coupled to the electrode plurality, the pulse generator configured to generate and deliver electrical pulses via the electrode plurality; a processor hermetically contained within the housing and communicatively coupled to the pulse generator and the electrode plurality, the processor being configured to control electrical pulse delivery according to programmed instructions; and a power supply hermetically contained within the housing and coupled to the pulse generator, the power supply configured to supply energy for operations and electrical pulse generation as a source internal to the housing, the power supply further comprising a primary battery that has a volume less than approximately 1 cubic centimeter and sources sufficient energy for supporting circuitry that consumes a maximum of 64 microwatts, wherein the pulse generator is further configured to selectively generate and deliver electrical energy in a stimulation pulse to at least two of the electrode plurality for causing a contraction of a patient'ss heart in response to control signals from the processor, the stimulation pulse being interrupted by at least one notch configured to convey information to a device external to the biostimulator.
3933 | Method and system for automated personal training | Example embodiments may relate to a system, method, apparatus, and computer readable media configured for monitoring a user performing an exercise and generating a avatar of the user and a virtual shadow, wherein the virtual shadow illustrates proper form of the exercise. The example embodiments may further be configured for determining an amount of overlap between the virtual avatar and the virtual shadow, and generating a feedback score based on the amount of overlap. | 1. A computer-implemented method comprising: prompting a first user to perform at least one exercise during a workout session; monitoring with a monitoring device the first user performing the at least one exercise; using data captured by the monitoring device during the first user'ss performance of the at least one exercise to generate a first virtual avatar having a first contiguous area shaped like a first human subject that includes a plurality of appendage-like sub-areas representing appendages of the first human subject; generating a first virtual shadow for the first virtual avatar comprising a second contiguous area shaped like the first human subject that is larger than the first contiguous area and comprising a plurality of appendage-like sub-areas representing appendages of the first human subject, wherein the appendage-like sub-areas of the virtual shadow are larger than the appendage-like sub-areas of the virtual avatar, wherein the first virtual shadow is configured to illustrate a proper form of the athletic movement, such that if the first user is performing the proper form of the athletic movement, then the first contiguous area is entirely within the second contiguous area; using second user data corresponding to a second user to generate a second virtual avatar and a second virtual shadow during the second user'ss performance of the at least one exercise, the second virtual avatar having a third contiguous area shaped like a second human subject comprising a plurality of appendage-like sub-areas representing appendages of the second human subject and the second virtual shadow comprises a fourth contiguous area that is shaped like the second human subject but larger than the third contiguous area and comprising a plurality of appendage-like sub-areas representing appendages of the second human subject, wherein the appendage-like sub-areas of the second virtual shadow are larger than the appendage-like sub-areas of the second virtual avatar, wherein the second virtual shadow is configured to illustrate the proper form of the athletic movement, such that if the second user is performing the proper form of the athletic movement, then the third contiguous area is entirely within the fourth contiguous area; applying a handicap to the first virtual shadow or the second virtual shadow based on a skill level of the first user relative to a skill level of the second user; wherein the handicap adjusts a size of the first virtual shadow or the second virtual shadow; and displaying simultaneously on a display device the first and second virtual avatars and the first and second virtual shadows.
3934 | Optical sensor device for detecting a pulse of a living body | An optical sensor device includes a light emitter for emitting, to a living body, lights having two wavelengths and blinking at a predetermined frequency, and a light receiver for receiving the lights from the living body. The light receiver outputs first and second detection signals corresponding to the respective wavelengths. A filter circuit extracts, from the first and second detection signals, modulation signals that are obtained with amplitude modulation of signals of the predetermined frequency. The modulation signals are amplified by a post-amplifier and are taken into an arithmetic processing unit after being converted to digital signals by an AD converter. The arithmetic processing unit calculates DC components and AC components of the first and second detection signals by employing the modulation signals converted the digital signals. | 1. An optical sensor device comprising: a light emitter configured to periodically emit light at a predetermined frequency toward a measurement target; a light receiver configured to detect at least one of reflected light and diffused light from the measurement target, and to output an electrical signal based on the detected light; a filter circuit configured to filter the electrical signal at the predetermined frequency and to output a modulation signal; an amplifier configured to amplify the modulation signal; an AD converter configured to convert the modulation signal to a digital signal; and an arithmetic processing unit coupled to the AD converter and configured to calculate a DC component of the electrical signal based on the digital signal by: calculating a total DC component based on both extraneous light noise and the detected light by employing a signal contained in the modulation signal and obtained during an on-period of the light emitter, calculating a DC component attributable to the extraneous light noise by employing a signal contained in the modulation signal and obtained during an off-period of the light emitter, and calculating the DC component attributable to the detected light by excluding the DC component attributable to the extraneous light noise from the calculated total DC component, wherein the arithmetic processing unit is further configured to calculate an AC component of the electrical signal by excluding the DC component from the modulation signal.
3935 | Device for calibrating and testing echotomographic equipment | A device for calibrating and testing echotomographic equipment comprises an electric motor, a pair screw—female screw, wherein the screw is connected to an outlet shaft of the motor and the female screw is mobile with respect to a supporting plane, so as to transform a rotary motion of the motor shaft into a linear motion, a piston connected to the female screw and linearly mobile, coherently to the female screw, a membrane stressed by the piston, means apt to allow propagating ultrasound waves towards/from said membrane. | 1. A device for calibrating and testing echotomographic equipment comprising: an electric motor; a pair screw—female screw, said screw being connected to an outlet shaft of the motor and said female screw being mobile with respect to a supporting plane, so as to transform a rotary motion of the shaft of the motor into a linear motion; a piston connected to said female screw and linearly mobile, coherently to said female screw; a membrane stressed by said piston; means for allowing propagation of ultrasound waves towards/from said membrane, and means for detecting a linear position of said female screw and piston.
3936 | Systems and methods for detection and quantification of analytes | Devices, systems, and methods for detecting molecules of interest within a collected sample are described herein. In certain embodiments, self-contained sample analysis systems are disclosed, which include a reusable reader component, a disposable cartridge component, and a disposable sample collection component. In some embodiments, the reader component communicates with a remote computing device for the digital transmission of test protocols and test results. In various disclosed embodiments, the systems, components, and methods are configured to identify the presence, absence, and/or quantity of particular nucleic acids, proteins, or other analytes of interest, for example, in order to test for the presence of one or more pathogens or contaminants in a sample. | 1. A microfluidic cartridge comprising: a fluid-holding reservoir comprising an outlet; a microfluidic channel configured to receive fluid from the fluid-holding reservoir through the outlet; a printed circuit board; a via positioned in the printed circuit board such that the via is positioned under, over, or adjacent to the outlet of the fluid-holding reservoir; a valve comprising a phase-changeable material, wherein: in a first state, the phase-changeable material is deposited on the via and extends into the outlet, occluding an entire cross-section of the outlet, and in a second state, the phase-changeable material does not occlude the entire cross-section of the outlet; a heating element configured to heat the via such that the via heats the phase-changeable material deposited on the via to transition the phase-changeable material from the first state to the second state to permit the fluid to flow from the fluid-holding reservoir through the outlet and into the microfluidic channel; and a cartridge housing configured to enclose the fluid-holding reservoir, the microfluidic channel, the printed circuit board, the via, the valve, and the heating element.
3937 | Method and system for advanced patient communication | A method and system for advanced patient communication have been disclosed. According to one embodiment, a computer-implemented method comprises providing a patient communication device through which a patient communicates a first message from a hospital bed. The first message is received at a central processing server. The first message is processed to identify an urgency level of the message. One or more additional messages are generated based on the first message. The one or more additional messages are transmitted to specific health care provider devices of specific health care providers who are expected to respond to the patient. | 1. A computer-implemented method, comprising: receiving a first message from a patient communication device at a central processing server, the first message representing a patient request associated with the patient communication device; processing the first message to identify a context of the first message; generating, by the central processing server, one or more additional messages in response to the first message, each of the one or more additional messages including an action item associated with the patient request and a lapse in time since receiving the first message; transmitting the one or more additional messages to specific health care provider devices of specific health care providers expected to respond to the patient, wherein the one or more additional messages are coded and routed to specific health care provider devices based on the context of the first message and a skillset associated with each specific health care provider.
3938 | Selective suppression of audio emitted from an audio source | Methods, apparatus, systems and articles of manufacture (e.g., physical storage media, such as storage devices and/or storage disks) to implement selective suppression of audio emitted from an audio source are disclosed. Example methods disclosed herein for audio suppression include obtaining, at a first time, reference audio data corresponding to a first audio signal, the first audio signal to be output by an audio source at a second time later than the first time. Such example methods can also include processing the reference audio data to generate a suppression signal to be output by a speaker associated with a user device to suppress the first audio signal when received at the user device at a third time later than the first time. Such example methods can further include providing the suppression signal to an audio output driver in communication with the speaker. | 1. A method for audio suppression, the method comprising: obtaining, at a first time, reference audio data corresponding to a first audio signal, the first audio signal to be output by an audio source at a second time later than the first time; processing, with a processor, the reference audio data to generate a suppression signal to be output by a speaker associated with a user device to suppress the first audio signal when the first audio signal is received at the user device at a third time later than the first time, the processing including: estimating a second time delay determined to compensate for an audio propagation delay between the audio source and the user device, the audio propagation delay corresponding to a difference between the second time and the third time; delaying the reference audio data by a first time delay and the second time delay; and inverting the reference audio data; and providing the suppression signal to an audio output driver in communication with the speaker.
3939 | Contactless rotary joint | A contactless rotary joint has a stationary and a rotating part. Furthermore at least one of the parts has a rotary joint body made of a plastic material and holding a capacitive data link and a rotating transformer. The rotating transformer has a magnetic core for transmission of electrical power. To prevent interference of the capacitive data link by electrical and/or magnetic fields from the rotating transformer a shield is provided. | 1. A contactless rotary joint having stationary and rotating parts, at least one of the stationary and rotating parts including: a rotary joint body of a plastic material and shaped as a disk, a capacitive data link juxtaposed with the rotary joint body and having a data transmission line configured to transmit data, and a rotating transformer with a magnetic core configured to transmit electrical power, said core having at least one winding, wherein at least one shield is configured to shield at least one of electrical and magnetic fields generated by the rotating transformer such as to reduce interference with the capacitive data link, a thermal conductivity of the at least one shield being higher than that of the rotary joint body to improve dissipation of heat from the rotating transformer, wherein the rotating transformer magnetic core is held at one side of the disc, while a conducting backplane is mounted to an opposite side of the disc.
3940 | Artificial microstructure and artificial electromagnetic material using the same | The present invention provides an artificial microstructure. The artificial microstructure includes at least three split rings. The at least three split rings surround and embed in turn. Each split ring is formed by a wire which is made of conductive material, with two terminals of the wire towards each other to form an opening of the corresponding split ring. The present invention also provides an artificial electromagnetic material using the artificial microstructure. The artificial electromagnetic material with the artificial microstructure can achieve the function of broadband wave-absorbing. | 1. An artificial electromagnetic material comprising: at least one material sheet comprising: a substrate comprising a front surface and a back surface; and a plurality of artificial microstructures attached on the front surface of the substrate; wherein a metal foil is attached to the back surface of the substrate; wherein each artificial microstructure comprises at least three split rings, the at least three split rings surround and embed in turn, each split ring is formed by a wire which is made of conductive material, with two terminals of the wire towards each other to form an opening of the corresponding split ring; wherein the substrate comprises a plurality of rectangular substrate units that are identical and arranged in an array to form the front surface and the back surface, a front surface of each rectangular substrate unit attached with one artificial microstructure; and wherein the metal foil has a fishnet structure, each mesh of the fishnet structure located on a common junction of four adjacent rectangular substrate units.
3941 | Optical device, laser apparatus, and extreme ultraviolet light generation system | An optical device may include: an optical module disposed in a beam delivery path of a laser beam; a beam adjusting unit disposed in the beam delivery path for adjusting the beam delivery path of the laser beam; a measuring unit disposed in the beam delivery path for detecting the beam delivery path; and a control unit for controlling the beam adjusting unit based on a detection result of the beam delivery path of the laser beam detected by the measuring unit. | 1. An extreme ultraviolet light generation system including a laser apparatus, an optical device included in the laser apparatus, comprising: first and second optical modules disposed in a beam delivery path of a laser beam outputted from the laser apparatus; first and second beam adjusting units disposed in the beam delivery path for adjusting the beam delivery path of the laser beam; first and second measuring units disposed in the beam delivery path for detecting the beam delivery path of the laser beam passed through the first and second optical modules, respectively; a first control unit for controlling the first beam adjusting unit based on a detection result of the beam delivery path of the laser beam detected by the first measuring unit; a second control unit for controlling the second beam adjusting unit based on a detection result of the beam delivery path of the laser beam detected by the second measuring unit; a control system for controlling the first and second control units; and a positioning mechanism for positioning at least the first and second optical modules, wherein the first optical module is a first amplifier for amplifying the laser beam, the second optical module is a second amplifier disposed at an output side of the first optical module for amplifying the laser beam passed through the first optical module, the first measuring unit is disposed between the first optical module and the second optical module, the second measuring unit is disposed at an output side of the second optical module, the first beam adjusting unit is disposed at an input side of the first measuring unit, the second beam adjusting unit is disposed at an output side of the first measuring unit and at an input side of the second measuring unit, the positioning mechanism positions at least the first and second amplifiers, and the positioning mechanism further positions the first and second measuring units and the first and second beam adjusting units.
3942 | Method of evaluating the quality of radio links for a wireless body area network, method of transmitting messages for a wireless body area network, and devices for implementing those methods | A method for evaluating quality of radio links for a wireless body area network includes first and second wireless devices forming a body area network and configured to communicate with each other. One of the two wireless devices is mobile relative to the other, The method includes exploiting messages received by one of the wireless devices to measure instantaneous quality of a corresponding radio link and to estimate times during and between which a radio link is reliable, calculating an estimated times reliability indicator, and classifying the radio links as a function of the reliability indicator into at least first and second categories. One of these categories is a category relating to intermittently reliable radio links taking into account the mobility of the wireless devices of the body area network. | 1. A method for evaluating quality of radio links for a wireless body area network comprising at least first and second wireless devices positioned on parts of a body forming a body area network and configured to communicate with each other, at least one of the two wireless devices being mobile relative to the other, said method comprising exploiting messages received by at least one of the wireless devices to measure instantaneous quality of a corresponding radio link and to estimate times during and between which a radio link is reliable, calculating an estimated times reliability indicator, and classifying the radio links as a function of said reliability indicator into at least first and second categories, one of which is a category relating to intermittently reliable radio links taking into account the mobility of the wireless devices of the body area network, and routing or relaying messages via an intermittently reliable radio link during periods in which the intermittently reliable radio link is considered reliable and not during periods when the intermittently reliable radio link is considered not reliable; wherein a radio link is considered reliable when a logical link is established between said at least first and second wireless devices and a radio link is considered not reliable when a logical link is not established between said at least first and second wireless devices; and wherein the reliability of the intermittently reliable radio link varies due to the at least first and second wireless devices being mobile relative to each other caused by the mobility of the parts of the body on which the at least first and second wireless devices are positioned.
3943 | Acoustic echo cancellation based on ultrasound motion detection | A method includes receiving an ultrasound signal at an ultrasound receiver from an ultrasound transmitter. The method also includes detecting movement of at least one object based on the received ultrasound signal and at least one previously received ultrasound signal. The method further includes modifying a parameter of an acoustic echo canceller in response to the detected movement. | 1. A method of adjusting echo cancellation, the method comprising: receiving an ultrasound signal at an ultrasound receiver of a mobile device; detecting movement of the mobile device based on the received ultrasound signal and at least one previously received ultrasound signal; and modifying acoustic cancellation parameter data of an acoustic echo canceller based on detecting; the movement and at least one of a double-talk scenario, a path change, a divergence, or a noise level.
3944 | Techniques for dynamically switching between synchronous and asynchronous operation modes in body area networks | Techniques for dynamically switching between synchronous and asynchronous operation modes in body area networks (BANs). One embodiment includes a method ( 400 ) for transitioning from an asynchronous mode to a synchronous mode in a medium access control (MAC) of a BAN. A device receiving a switch mode command (S 410 ) performs the acts comprising: setting a timer to a time period specified in the switch mode command (S 430 ); propagating the received switch mode command to other devices in the BAN (S 440 ); upon expiration of the time period, tuning to a channel selected from a set of channels reserved for the synchronous mode (S 460 ); and initializing a device to operate as either a master device or a slave device in the synchronous mode of operation (S 470 ). Another embodiment includes a method ( 300 ) for transitioning from a synchronous mode to an asynchronous mode in a MAC of a body area networks (BAN). | 1. A method for transitioning from a synchronous mode to an asynchronous mode in a medium access control (MAC) of a body area network (BAN) upon receiving a switch mode command, comprising: setting a timer to a time period specified in the switch mode command for switching from the synchronous mode to the asynchronous mode within the BAN; upon expiration of the time period, tuning a device to a channel selected from a first set of channels in the BAN reserved for the asynchronous mode, wherein the first set of channels is different from a second set of channels that is reserved for the synchronous mode in the BAN; and causing the device to operate in the asynchronous mode over the reserved channel, wherein the device is configured for asynchronously duty cycling between sleep and wakeup times.
3945 | Device for controlling laser beam and apparatus for generating extreme ultraviolet light utilizing wavefront adjusters | A device is provided for controlling a laser beam. The device may include a first wavefront adjuster provided in a beam path of a laser beam outputted from a laser apparatus, a beam delivery unit provided in a beam path of the laser beam from the first wavefront adjuster, a second wavefront adjuster provided in a beam path of the laser beam from the beam delivery unit, a beam monitor provided in a beam path of the laser beam from the second wavefront adjuster, and a controller configured to control the first and second wavefront adjusters based on a detection result of the beam monitor. An extreme ultraviolet light apparatus including the device is also provided. | 1. A device for controlling a laser beam, comprising: a first wavefront adjuster provided in a beam path of a laser beam outputted from a laser apparatus; a beam delivery unit provided in a beam path of the laser beam from the first wavefront adjuster; a second wavefront adjuster provided in a beam path of the laser beam from the beam delivery unit; a beam monitor provided in a beam path of the laser beam from the second wavefront adjuster, the beam monitor configured to output a detection result; and a controller configured to control the first wavefront adjuster based on a beam width calculation and the second wavefront adjuster based on a beam spot width calculation, with each calculation based on the detection result of the beam monitor.
3946 | Module and method for producing extreme ultraviolet radiation | A module for producing extreme ultraviolet radiation, including an extreme ultraviolet radiation-emitting source, the source being provided with a supply configured to supply a fluid of an ignition material to a predetermined target ignition position and a target-igniting mechanism constructed and arranged to produce a plasma from the ignition material at the target ignition position, the plasma emitting the extreme ultraviolet radiation; a collector mirror constructed and arranged to focus radiation emitted by the plasma at a focal point; and a heat sink having a thermal energy-diverting surface constructed and arranged to divert thermal energy away from the target ignition position, wherein the heat sink is located at a position proximate the target ignition position. | 1. A module for producing extreme ultraviolet radiation, comprising: an extreme ultraviolet radiation-emitting source, the source being provided with a supply configured to supply a fluid of an ignition material to a predetermined target ignition position and a target-igniting mechanism constructed and arranged to produce a plasma from the ignition material at the target ignition position, the plasma emitting the extreme ultraviolet radiation; a collector mirror constructed and arranged to focus radiation emitted by the plasma at a focal point; and a heat sink having a thermal energy-diverting surface constructed and arranged to divert thermal energy away from the target ignition position, wherein the heat sink is located at a position proximate the target ignition position between the target ignition position and the focal point and in a zone free of radiation directed by the collector mirror to the focal point.
3947 | Personal emergency response (PER) system | A method of method of automatically requesting assistance for a patient by verbally communicating with a user through a base unit; wearing a mobile device with a plurality of different sensors on the patient to detect patient motion, wherein the mobile device transmits data to the base unit; and determining if a fall has occurred and requesting help through the base unit without a user pressing a button to call for help. | 1. A method of automatically requesting assistance for a patient, comprising: verbally communicating with a user through a base unit; wearing a mobile device with a plurality of different sensors on the patient to detect patient motion, wherein the mobile device transmits data to the base unit, wherein the patient motions form a sequence of elemental motions; identifying each elemental motion of a sequence of elemental motions of the accelerometer; and identifying the activity of the patient, comprising matching the sequence of identified elemental motions with a library of stored sequences of elemental motions, wherein each stored sequence of elemental motions corresponds with an activity; and determining if a fall has occurred and requesting help through the base unit without a user pressing a button to call for help.
3948 | Method and apparatus for demodulating signals in a pulse oximetry system | A method and an apparatus measure blood oxygenation in a subject. A light source is activated to cause a first emission at a first wavelength and a second emission at a second wavelength. A detector detects a composite signal indicative of an attenuation of the first and second wavelengths by tissue of a patient. The composite signal is demodulated into a first intensity signal and a second intensity signal. Blood oxygenation in the subject is determined from the first and second intensity signals. | 1. A pulse oximeter configured to measure one or more physiological characteristics of a living subject non-invasively by measuring pulsing light of two or more wavelengths after attenuation by body tissue, the pulse oximeter comprising: at least one emitter configured to emit light of at least two or more different wavelengths using a modulation scheme that cycles the at least two or more different wavelengths; at least one detector configured to detect the light of the at least two or more different wavelengths emitted from the at least one emitter after the light has been attenuated by tissue of the living subject, the detector further configured to generate a detector signal representative of the emitted light; at least one demodulation system configured to demodulate the detector signal and to generate a demodulated detector signal; an adaptive algorithm processor configured to: receive one or more inputs; based, at least in part, on the one or more inputs, generate at least one control signal configured to reduce crosstalk; and transmit at least one of the control signals to each of the demodulation systems; wherein each of the demodulation systems is configured to adjust its demodulation based on the at least one control signal to reduce crosstalk; at least one signal processor configured to use the demodulated detector signal to determine and display at least one physiological measurement; and the one or more inputs to the adaptive algorithm processor include at least one of: detector configuration data, calibration data, or a noise demodulated signal.
3949 | Ketone measurement system with user interface for efficient categorization of measurements | Systems and related methods are provided for measuring a ketone in the fluid of a patient or other user. The systems include a portable measurement device for analyzing a plurality of fluid samples and for generating a corresponding plurality of ketone measurement results. The systems also include an electronic or communications device, for example, such as a cell phone or smartphone, configured to communicate with the measurement device. The system further includes a software application. The systems and related methods according to one aspect provide reminders, preferably interactive reminders that facilitate user compliance with a weight management or diabetic ketoacidosis (DKA) monitoring or prevention program. The systems and related methods according to another aspect incorporate ketone tags and/or trigger points to improve accuracy of results and to advance user compliance. | 1. A system for measuring ketone levels in breath of a user, the system comprising: a portable measurement device configured to analyze breath samples of the user and to generate ketone measurements based on the breath samples, the portable measurement device comprising a breath input port fluidly coupled to a ketone sensor, and comprising a wireless transceiver capable of communicating the ketone measurements to a mobile communications device associated with the user; and a mobile application stored in computer storage, the mobile application comprising executable instructions that direct the mobile communications device to at least: receive, via a wireless communications link between the portable measurement device and the mobile communications device, the ketone measurements generated by the portable measurement device; display a user interface that includes a personalized set of tags associated with the user, each tag representing a respective condition that can affect ketone measurements, each tag individually selectable by the user via the user interface, on a measurement-by-measurement basis, to tag individual ketone measurements with information that enables masking effects of the conditions to be considered during subsequent analysis of the ketone measurements; receive a ketone measurement from the portable measurement device via the wireless communications link; receive, via the user interface, and in association with the ketone measurement, a selection by the user of a tag; and record the selection of the tag in association with the ketone measurement.
3950 | Laser devices utilizing alexandrite laser operating at or near its gain peak as shorter-wavelength pumping sources and methods of use thereof | In some embodiments, the instant invention provides for a system that includes at least the following components: (i) an Alexandrite laser pumping subsystem; where the Alexandrite laser pumping subsystem is configured to: 1) produce wavelengths between 700 and 820 nm, and 2) produce a pump pulse having: i) a duration between 1 to 10 milliseconds, and ii) an energy measuring up to 100 Joules; where the Alexandrite laser pumping subsystem includes: 1) an optical fiber, and 2) a Lens system, (ii) a Thulium doped Yttrium Aluminum Garnet (Tm:YAG) laser subsystem; where the Tm:YAG laser subsystem includes: 1) a Tm:YAG gain medium, 2) a rod heat sink, and 3) at least one cooling device, (iii) a wavelength selecting device, where the wavelength selecting device is configured to deliver a wavelength between 1.75 microns to 2.1 microns; and where the system is configured to produce a high energy conversion efficiency. | 1. A system comprising: (i) an Alexandrite laser pumping subsystem; wherein the Alexandrite laser pumping subsystem is configured to: 1) produce wavelengths between 700 and 820 nm, and 2) produce a pump pulse having: i) a duration between 1 to 10 milliseconds, and ii) an energy measuring up to 100 Joules; wherein the Alexandrite laser pumping subsystem comprises: 1) at least one optical fiber, and 2) at least one Lens system, wherein the at least one optical fiber is configured to deliver an Alexandrite output beam of an Alexandrite gain medium into the at least one Lens system; (ii) a Thulium doped Yttrium Aluminum Garnet (Tm:YAG) laser subsystem; wherein the Tm:YAG laser subsystem comprises: 1) a Tm:YAG gain medium; wherein a Tm:YAG gain medium of the Tm:YAG laser subsystem is optically pumped by the Alexandrite laser pumping subsystem; wherein the Tm:YAG gain medium is doped with Tm3+ ions to a concentration of between 1% and 50% Tm3+ ions; and wherein the at least one Lens system is configured to collimate the Alexandrite output beam from the at least one optical fiber to a size that is smaller than a diameter of the Tm:YAG gain medium; 2) a rod heat sink, wherein the rod heat sink encases the Tm:YAG gain medium; and 3) at least one cooling device, wherein the at least one cooling device is configured to stabilize the temperature of the Tm:YAG gain medium; (iii) a wavelength selecting device, wherein the wavelength selecting device is configured to deliver a wavelength between 1.75 microns to 2.1 microns; and wherein the system is configured to produce a high energy conversion efficiency at: 1) multi-Joule-Level pulse energies and 2) multi-Watt Level average powers.
3951 | Method and apparatus for joint motion simulation | A joint motion simulator to simulate biomechanical motion includes a mount to which a prosthetic device is mounted, actuators coupled to the mount to drive the mount, and a programmable controller to drive the actuators to translate the mount and to rotate the mount with a center of rotation controllable independent of translation. The simulator can include a linear actuator to translate the mount in a linear direction substantially parallel to the axis of rotation. The linear actuator can include a piston within a sleeve, the piston being coupled to the mount and being hydraulically driven to translate the mount, and the actuators can be coupled to the sleeve. The controller may be programmed to vary the center of rotation with linear translation and rotation of the mount. Sensors may be included that measure displacement of the actuators. The controller may drive the actuators based on the measured displacement. | 1. A joint motion simulator to simulate biomechanical motion comprising: a mount to which a prosthetic device is mounted; actuators coupled to the mount to drive the mount; and a programmable controller to drive the actuators to translate the mount and to rotate the mount with a center of rotation controllable independent of translation, the center of rotation being an instant center of rotation.
3952 | Action detection and activity classification | Activities, actions and events during user performance of physical activity may be detected using various algorithms and templates. Templates may include an arrangement of one or more states that may identify particular event types and timing between events. Templates may be specific to a particular type of activity (e.g., types of sports, drills, events, etc.), user, terrain, time of day and the like. | 1. A system, comprising: an activity processing system having at least a first processor and a first memory, the first memory storing computer-executable instructions that, when executed by the at least a first processor, cause the activity processing system to: receive identification of an athletic activity to be performed; determine, based on the received identification of the athletic activity to be performed, a sensor subscription; transmit, to a sensor system, the determined sensor subscription; a sensor system including a plurality of sensors, at least a second processor and at least a second memory storing computer-executable instructions that, when executed, cause the sensor system to: receive, from the plurality of sensors, raw athletic activity data associated with a potential corresponding event during performance of the athletic activity; process the raw athletic activity data to smooth and filter the received athletic activity data; transmit, from the sensor system to the activity processing system, the processed athletic activity data, transmitting the processed athletic activity data to the activity processing system including controlling, by the sensor system, at least one of a type of data and an amount of data transmitted based on the determined sensor subscription; the activity processing system further including instructions that, when executed, cause the activity processing system to: compare the received processed athletic activity data to a plurality of physical action templates to determine whether a physical activity of at least one physical action template of the plurality of physical action templates has occurred, the comparing including: determining a plurality of required states associated with the physical activity of the at least one physical action template and forming a portion of the at least one physical action template; for each of the plurality of required states, determine a state-specific set of one or more constraints defining match characteristics of a corresponding required event, wherein a state-specific set of one or more constraints for a first state of the plurality of required states includes a relative constraint defining a required relationship between the first state and a second state of the plurality of required states, wherein the state-specific set of one or more constraints further includes a scoring distribution for determining a match score for the one or more constraints; determine, based on the comparison, the match score for the one or more constraints; determine, based on the match score, whether the physical activity has occurred; and transmit a result of the determining whether the physical activity has occurred to one or more devices.
3953 | System and method for triggering power transfer across an inductive power coupling and non resonant transmission | A triggerable power transmitter for power transmission from a primary coil to an inductively coupled secondary coil in a power receiver has a primary coil; a driver for electrically driving the primary coil; a front end receiving analog signal indicative of resonance properties of the primary coil and generating digital information in response to the analog signal; and a processor capable of: determining if said primary coil is coupled to a secondary coil based on the digital information, and triggering power from the primary coil to said secondary coil when said primary coil is inductively coupled to said secondary coil. The effective inductance of the primary coil increases reducing the resonance frequency when a secondary coil is inductively coupled to the primary coil. However, foreign material such as a metal sheet placed on the primary coil increases the effective resistance thus shortening the decay time of the resonance. | 1. A method of triggering power transmission in an inductively coupled power transmission system comprising: a. waiting a time duration; b. electrically exciting a primary coil in a power transmitter; c. receiving a signal indicative of resonance properties of said primary coil; d. determining if a secondary coil in a power receiver is inductively coupled to said primary coil by: determining a change in effective inductance of said primary coil; determining a change in effective resistance of said primary coil; and determining a match between: values indicative of effective inductance of said primary coil, and values indicative of effective resistance of said primary coil; and at least one set of values associated with a primary coil inductively coupled to a secondary coil; and e. triggering power transmission from said primary coil to said secondary coil if said secondary coil is inductively coupled to said primary coil, or repeating steps a-d if said secondary coil is not inductively coupled to said primary coil.
3954 | Using IPTV as health monitor | An IPTV can receive a user name and present a screen enabling a user by means of a remote control to select health information categories, inputting numeric parameters into the selected categories which can be uploaded to an Internet server for analysis and viewed by the user for subsequent monitoring/charting. | 1. Method, comprising: receiving from a user interface, input indicating an identity of a person; receiving from direct user input and/or from a biological sensor with the person, input representing a physical parameter of the person; storing a time associated with the numeric input along with the input representing the physical parameter; outputting for display a visualization the person'ss history of the measurable physical parameter; and outputting for display at least one selectable parameter selectable to input numbers representative thereof, the at least one selectable parameter including &quot;blood pressure&quot; and/or &quot;blood glucose&quot;, wherein the visualization includes upper and/or lower limit lines representing upper and/or lower &quot;safe&quot; limits of the parameter being displayed.
3955 | System and method for automatic planning of two-dimensional views in 3D medical images | Provided is medical equipment and a technique for analyzing medical images. A method for automatically planning views in three-dimensional (3D) medical images includes: estimating a statistical model indicating positions of anatomical points, the statistical model having parameters calculated by minimizing energy of a loss function; training an anatomical point detector to detect the plurality of anatomical points by using the estimated statistical model; acquiring a 3D image having a region of interest; detecting a set of candidates of the anatomical points in the 3D image; searching the set of candidates for an optimal configuration corresponding to the plurality of anatomical points; and forming a view plane based on the optimal configuration found by the searching. | 1. A method for automatically planning views in three-dimensional (3D) medical images, the method comprising: estimating a statistical model indicating positions of a plurality of anatomical points, the statistical model having parameters calculated by minimizing energy of a loss function, wherein the loss function outputs error values for the plurality of anatomical points, the error values indicating whether the plurality of anatomical points are falsely detected anatomical points or real anatomical points; training an anatomical point detector to detect the plurality of anatomical points by using the estimated statistical model; acquiring a 3D image having a region of interest; detecting a set of candidates of the plurality of anatomical points in the 3D image; searching the set of candidates for an optimal configuration corresponding to the plurality of anatomical points; and forming a view plane based on the optimal configuration found by the searching.
3956 | Performance monitoring, apparatuses, systems, and methods | We have disclosed systems and methods for monitoring an individual's performance during a physical activity. The systems may include a mount adapted to releasably secure the portable performance monitoring device to the individual's body during the physical activity and a main body coupled to the mount. The main body may include a satellite positioning system receiver adapted to obtain position points during the physical activity, a processor adapted to determine performance information for the individual based on position points during the physical activity, an output adapted to convey at least some of the performance information to the individual during the physical activity, and a user input adapted to be activated in response to the individual tapping. | 1. A portable performance monitoring device for monitoring an individual'ss performance during a physical activity, the portable performance monitoring device comprising: a mount adapted to releasably secure the portable performance monitoring device to the individual'ss body during the physical activity; a main body coupled to the mount, the main body comprising: a satellite positioning system receiver adapted to obtain position points during the physical activity; a processor adapted to determine performance information for the individual based on the position points during the physical activity; a display screen adapted to convey at least some of the performance information to the individual during the physical activity; a housing; and a user input adapted to be activated in response to the individual tapping the housing.
3957 | Rinsing glass and charger combination for a power toothbrush | The combination of a power toothbrush and a charging system includes a charging base unit ( 12 ) having a charging coil ( 22 ) wound around the interior surface ( 20 ) of a portion of the charging base unit, and connectable to a source of electric power and a rinsing vessel ( 26 ) adapted to hold a toothbrush, the rinsing glass having a lower surface ( 27 ) configured to fit onto the upper surface ( 14 ) of the charging unit. The vessel is configured to hold a toothbrush in such a manner to prevent the toothbrush from tipping over when placed in the vessel, and further configured relative to the base unit that charging of the power toothbrush can occur between a pickup coil ( 46 ) in the handle of the toothbrush and the charging coil in the base charging unit. | 1. The combination of a power toothbrush and a charging system therefor, comprising: a base unit comprising: an outer lip of an upper edge of the base unit; a concave upper surface portion internal to the outer lip; a charging coil wound around an interior surface of said concave upper surface, the base unit being connectable to a source of electrical power; and a rinsing vessel, removably positioned on the base station, configured to hold a liquid, said rising vessel, comprising: a lower surface comprising: a convex outer lower surface configured to fit onto an exterior surface of the concave upper surface portion of the base unit and the outer lip of the outer edge of the base unit, wherein the convex outer lower surface extends into the wound charging coil, an inner lower surface, matching the outer lower surface, adapted to hold a toothbrush therein, wherein the toothbrush is tipped at an angle in the range of up to 45° from a vertical position, and sides extending from the lower surface, the sides being configured to retain the toothbrush at the tipped angle when the toothbrush is placed in the vessel, and further configured relative to the base unit and a handle portion of the toothbrush that charging of a power toothbrush can occur between a pickup coil in the handle of the toothbrush and the charging coil in the base unit.
3958 | Proxy communication system and control method thereof in ban environment | Disclosed is a control method of a communication system including at least one sensor that a user wears, a wireless communication apparatus and a coordinator. The control method of the communication system includes: in the coordinator, receiving a proxy authority request for proxy with respect to the at least one sensor and the coordinator from the wireless communication apparatus, and granting the proxy authority to the wireless communication apparatus; in the wireless communication apparatus, creating a user identifier corresponding to the user; in the wireless communication apparatus, searching for the at least one sensor that the user wears, and forming a pairing with the at least one found sensor; in the wireless communication apparatus, making a request to the at least one found sensor for association information for the association with the coordinator and the sensor, and receiving the association information; in the wireless communication apparatus, making a request to the coordinator for association proxy for an association between the at least one found sensor and the coordinator, and receiving the association proxy in response to the request; and in the coordinator, requesting data by forming an association with the at least one found sensor, and receiving data corresponding to the data request. | 1. A control method of a communication system including at least one sensor that a user wears, a wireless communication apparatus and a coordinator, the method comprising: transmitting, by the wireless communication apparatus, a proxy authority request for proxy with respect to the at least one sensor and the coordinator to the coordinator, and receiving a proxy authority from the coordinator; creating, by the wireless communication apparatus, a user identifier corresponding to the user who wears the at least one sensor; searching, by the wireless communication apparatus, for the at least one sensor that the user wears, and forming a pairing with the at least one searched sensor; transmitting, by the wireless communication apparatus, a request to the at least one searched sensor for association information for the association with the coordinator and the sensor, and receiving the association information, the request for association information comprising information on the coordinator and the association information comprising an identifier of the at least one searched sensor; and transmitting, by the wireless communication apparatus, a request to the coordinator for an association proxy for the association between the at least one searched sensor and the coordinator, and receiving the association proxy comprising the identifier of the at least one searched sensor in response to the request for direct communication between the coordinator and the at least one searched sensor.
3959 | Wireless monitoring system with activity manager for monitoring user activity | A system is disclosed that uses telemetry data based on a user habit information or user monitoring. A user monitoring device has a unique user ID. The monitoring device acquires user information selected from of at least one of, a user's activities, behaviors and habit information, and user monitoring. ID circuitry is at the user monitoring device. The ID circuitry includes ID storage, a communication system that reads and transmits the unique ID from ID storage, a power source and a pathway system to route signals through the circuitry. A telemetry system is in communication with the user monitoring device. The telemetry system includes a database of user ID's. The telemetry system is in communication with the user monitoring device. An activity manager is provided is used with the other elements to manage lifestyle activities of the user. | 1. A system for using telemetry data based on a user habit information or user monitoring, comprising: a monitoring device with a unique user ID, the monitoring device including a microphone, an RF transmitter and sensors to determine air quality, sound level, sound quality, light quality and ambient temperature near a user, the RF transmitter serving as a communication system with the unique user ID; ID circuitry at the monitoring device, the ID circuitry including ID storage, the communication system that reads and transmits the unique user ID from the ID storage, a power source and a pathway system, wherein the pathway system to route signals through the ID circuitry; an accelerometer configured to detect a user'ss movement information, the accelerometer and the monitoring device configured to assist to determine a user'ss sleep information and sleep behavior information, the microphone configured to record user movement sounds detected by the accelerometer, the accelerometer configured to cause the microphone to stop recording the user movement sounds when the movement sounds are not directed to a sleep related parameter; a telemetry system in communication with the monitoring device, the telemetry system including a database of user ID'ss, the telemetry system in communication with the monitoring device, the telemetry system analyzing telemetry data received from the monitoring device and creating personalized information about the user; and an activity manager is included in the monitoring device, the telemetry system or is separate from each and used for managing lifestyle activities of the user, and the activity manager includes an activity profile database.
3960 | Mobile device that monitors an individuals activities, behaviors, habits or health parameters | A mobile device is provided that obtains monitored information about an individual. A display is coupled to a housing. A memory is coupled to a memory and one or more processing units (CPU's), a peripherals interface, a Network Systems circuitry and an input/output (I/O) subsystems. A system is included with one or more sensors that detects or measure an individual's activities. | 1. A monitoring system, comprising: a monitoring device that includes ID circuitry with an ID storage that contains a unique individual ID, a communication system which reads and transmits the unique individual ID from the ID storage, a power source, a pathway system, a microphone, an RF transmitter and sensors to determine air quality, sound level, sound quality, light quality and ambient temperature near an individual, the RF transmitter serving as the communication system; an accelerometer or a movement detection device configured to detect movement of the individual, the accelerator and the monitoring device configured to calculate or derive sleep onset and wake time, sleep interruptions, and quality and depth of sleep from the movement of the individual, the microphone configured to record an individual'ss movement sounds detected by the accelerometer or the movement detection device, the accelerometer or movement detection device configured to cause the microphone to stop recording the individual'ss movement sounds when the movement sounds are not directed to a sleep related parameter; a telemetry system, the telemetry system in operation receiving sleep information and sleep related parameter information data of one or more individual'ss, the telemetry system or the monitoring system at least partially analyzing the one or more individual'ss sleep information and sleep related parameter information data to calculate or derive the sleep onset and the wake time, the sleep interruptions, and the quality and depth of the sleep, the telemetry system having a database that includes base individual information related to the sleep information and the sleep related parameter information data and information regarding a degree to which the one or more individual'ss has followed a routine; and an alert, wherein the alert is activated only when the one or more individual'ss is awake.
3961 | Rechargeable-battery implantable medical device having a primary battery active during a rechargeable-battery undervoltage condition | A rechargeable-battery Implantable Medical Device (IMD) is disclosed including a primary battery which can be used as a back up to power critical loads in the IMD when the rechargeable battery is undervoltage and other non-critical loads are thus decoupled from the rechargeable battery. A rechargeable battery undervoltage detector provides at least one rechargeable battery undervoltage control signal to a power supply selector, which is used to set the power supply for the critical loads either to the rechargeable battery voltage when the rechargeable battery is not undervoltage, or to the primary battery voltage when the rechargeable battery is undervoltage. Circuitry for detecting the rechargeable battery undervoltage condition may be included as part of the critical loads, and so the undervoltage control signal(s) is reliably generated in a manner to additionally decouple the rechargeable battery from the load to prevent further rechargeable battery depletion. | 1. An implantable medical device, comprising: a rechargeable battery for providing a rechargeable battery voltage; a primary battery for providing a primary battery voltage; a first load powered only by the rechargeable battery voltage; a second load powered by a power supply voltage; and a power supply selector configured to set the power supply voltage to the rechargeable battery voltage or the primary battery voltage in accordance with at least the rechargeable battery voltage.
3962 | Timing control for paired plasticity | Systems, methods and devices for paired training include timing controls so that training and neural stimulation can be provided simultaneously. Paired trainings may include therapies, rehabilitation and performance enhancement training. Stimulations of nerves such as the vagus nerve that affect subcortical regions such as the nucleus basalis, locus coeruleus or amygdala induce plasticity in the brain, enhancing the effects of a variety of therapies, such as those used to treat tinnitus, stroke, traumatic brain injury and post-traumatic stress disorder. | 1. A system comprising: a therapeutic training interface configured to provide tone based therapy to a patient; a vagus nerve interface configured to provide electrical stimulation to a vagus nerve of the patient, wherein the system is configured to determine the beginning of the tone based therapy, the system is configured to control stimulation to the vagus nerve and control the providing of the tone based therapy so that the stimulation to the vagus nerve and the providing of the tone based therapy is synchronized and the stimulation occurs after the beginning of the tone based therapy, and the system is configured to control the therapeutic training interface and the vagus nerve interface so that at least one audible tone is provided to the patient followed by a waiting period followed the providing of at least one audible tone to the patient and wherein the respective at least one vagus nerve stimulations are paired with the at least one audible tones and so that at no audible tones and no vagus nerve stimulations are provided during the waiting period.
3963 | System and method for enhanced operation of wind parks | A computer-implemented method of operating a wind turbine park including operating wind turbines includes recording a plurality of sound pressure measurements of the wind turbine park, thereby generating a sound recording. The method also includes calculating values for a plurality of acoustic features associated with the sound recording. The method further includes determining a relationship between the calculated values for the plurality of acoustic features and modeled acoustic features values resident within a probabilistic auditory model of the wind turbine park. The method also includes distinguishing a first contribution to the sound recording originating from the at least one operating wind turbine from a second contribution to the sound recording originating from non-wind turbine sources based on the determined relationship. | 1. A computer-implemented method of operating a wind turbine park using a computing device including at least one processor coupled to a memory device, the wind turbine park including at least one operating wind turbine, said method comprising: recording a plurality of sound pressure measurements of the wind turbine park; using the plurality of sound pressure measurements for generating a sound recording; calculating values for a plurality of acoustic features associated with the sound recording; determining a relationship between the calculated values for the plurality of acoustic features and modeled acoustic features values resident within a probabilistic auditory model of the wind turbine park; and distinguishing a first contribution to the sound recording originating from the at least one operating wind turbine from a second contribution to the sound recording originating from non-wind turbine sources based on the determined relationship.
3964 | Smart device including biometric sensor | An apparatus can include a wrist worn device configured to be worn on a wrist of a user. The apparatus can include a controller. The apparatus can include a power supply. The apparatus can include a light emitter that can emit light from a user side of the wrist worn device to a wrist of the user. The apparatus can include a light detector that can detect light reflected from the wrist of the user from the first light emitter and can send a detector signal to the controller. The detector signal can be based on the detected light. The apparatus can include a lens coupled to a user side of the wrist worn device external to the light emitter and light detector. The lens can include an opaque section. The lens can also include light transmissive section that transmits light from the light emitter to the user. | 1. A user portable apparatus comprising: a wrist worn device configured to be worn on a wrist of a user; a controller coupled to the wrist worn device; a power supply coupled to the controller; a light emitter coupled to the controller, the light emitter configured to emit light from a user side of the wrist worn device to a wrist of the user; a light detector coupled to the controller, the light detector configured to detect light reflected from the wrist of the user from the first light emitter, the light detector configured to send a detector signal to the controller, where the detector signal is based on the detected light; and a lens coupled to a user side of the wrist worn device external to the light emitter and the light detector, the lens including an opaque section, and the lens including a light transmissive section that transmits the light emitted from the light emitter to a wrist of the user.
3965 | Robot assistance for detecting, managing, and mitigating risk | The disclosure includes a system and method for using a robot to prevent risk to a user by identifying a point of interest, determining whether the point of interest is a risk for the user with visual impairments based on the user's position, responsive to a first predetermined threshold for distance being met, determining where to move the robot to mitigate the risk to the user, and instructing the robot to move to a new location. The robot may move between the user and the point of interest to prevent the user from colliding with the point of interest. The robot may use an auditory or tactile warning to warn the user. The tactile warning may be transmitted to a walking stick or a belt worn by the user. | 1. A method for a robot, comprising: identifying, with one or more processors, a point of interest; determining whether the point of interest is a risk for a user with visual impairments based on the user'ss position; responsive to a first predetermined threshold for distance failing to be met, determining a confidence factor that indicates a likelihood of actual risk; responsive to a second predetermined threshold for confidence being met, determining where to move the robot to mitigate risk to the user; and instructing the robot to move to a new location.
3966 | Two way short message service (SMS)-enabled blood glucose meter and related communications systems and methods | A system and method for two way short message service (SMS)-enabled BGM and related communications is presented. The method includes receiving, by a processing device integrated with a blood glucose meter (BGM), a first short message service (SMS) message comprising a question, presenting the question at the BGM, receiving a response to the question, translating the response to the question into a second SMS message, translating blood glucose measurement information into a third SMS message, the blood glucose measurement information received from a test of a user by the BGM, and transmitting the second and third SMS messages to a receiver. | 1. A method comprising: receiving, by a processing device integrated with a blood glucose meter (BGM), a first short message service (SMS) message comprising a question; presenting the question at the BGM; receiving a response to the question; translating the response to the question into a second SMS message; translating blood glucose measurement information and control solution measurement information into a third SMS message, the blood glucose measurement information comprising a first measurement received from a test of a blood sample of a user by the BGM, and the control solution measurement information comprising a second measurement received from a test of a non-blood standard liquid medium solution by the BGM for calibration of blood glucose measurement accuracy of the BGM; and transmitting the second and third SMS messages to a receiver.
3967 | Sensor-based movement guidance | Technologies are generally described for methods, instructions, and applications for a user-guidance system. In some examples, the system may include sensors to measure current weight distribution of a user of the user-guidance system and to transmit resulting measured weight distribution data, a guidance apparatus to calculate a subsequent user movement based on at least the measured weight distribution data and to transmit resulting user movement instructions, and an actuator to produce actuating signals, based on at least the user movement instructions, that provide instructions for the subsequent user movement. | 1. A user-guidance system, comprising: sensors to measure current weight distribution on one of a user'ss legs; a visual sensor to gather visual information regarding the user'ss current geographic location and physical surroundings including any obstacles; a guidance apparatus to: receive the measured current weight distribution from the sensors, receive the gathered visual information regarding the user'ss current geographic location and physical surroundings including any obstacles from the visual sensor, and calculate a subsequent stride for one of the user'ss legs based on at least the received weight distribution data of the one of the user'ss legs and the received visual information, wherein the calculated subsequent stride for one of the user'ss legs includes a horizontal stride direction, a vertical stride direction, a stride length, a stride angle, a stride depth, a stride height, and a stride rate for the subsequent stride for one of the user'ss legs; and an actuator to provide timely guidance instructions for an appropriate subsequent stride for the user by: producing actuating signals based on at least the calculated subsequent stride for one of the user'ss legs, and transmitting the actuating signals to instruct the subsequent stride for one of the user'ss legs.
3968 | Automated caregiving device with prompting based on caregiver progress | A device for assisting a caregiver in delivering therapy to a patient, the device comprising a user interface configured to deliver prompts to a caregiver to assist the caregiver in delivering therapy to a patient; at least one sensor configured to detect the caregiver's progress in delivering the therapy, wherein the sensor is other than an electrode in an electrical contact with the body; a memory in which a plurality of different prompts are stored; a processor configured to determine which of the different prompts should be selected for delivery based on the progress detected by the sensor. | 1. A cardiac resuscitation system for assisting a caregiver in delivering electrical resuscitation therapy to a patient using disposable therapy electrodes that are stored in packaging and removed and applied to the skin of the patient'ss thorax, the system comprising a user interface configured to deliver prompts to a caregiver to assist the caregiver in delivering electrical resuscitation therapy to a patient; at least one photoelectric sensor configured to detect the caregiver'ss progress in removing a therapy electrode from its packaging and applying it to the patient; a memory in which a plurality of different prompts are stored; a processor configured to determine which of the different prompts should be selected for delivery based on the progress detected by the sensor.
3969 | Memorial data system | A memorial data system is disclosed for providing information regarding an individual. The memorial data system comprises a marker for identifying the individual. A transponder circuit is coupled to the marker. A data is stored within the transponder circuit. A mobile electrical device transmits an electromagnetic field in close proximity to the transponder circuit. The transponder circuit receives the electromagnetic field for powering the transponder circuit. The transponder circuit transmits the data to the mobile electronic device. The mobile electronic device utilizes the data to access an electronic file on a network. The electronic file includes information regarding the individual. | 1. A memorial data system for providing information regarding a deceased individual, the memorial data system, comprising: a marker for identifying the deceased individual; a transponder circuit coupled to said marker; a data stored within said transponder circuit; a mobile electrical device for transmitting an electromagnetic field in close proximity to said transponder circuit; said transponder circuit receiving said electromagnetic field for powering said transponder circuit; said transponder circuit transmitting said data to said mobile electronic device; said mobile electronic device utilizing said data to access an electronic file on a network; and said electronic file including personal information regarding the deceased individual.
3970 | Wireless communications headset system employing a loop transmitter that fits around the pinna | A wireless communications headset system for double hearing protection systems that eliminates the problems associated with typical wireless communications systems. The system employs a magnetic-field coupled wireless link from a loop transmitter to a magnetic field receiver. Current through the transmitter wire loops generates magnetic flux which passes through a communications earplug. The earplug has a receiver for converting the magnetic flux to electrical voltage, and this voltage is used to drive a speaker within the earplug. The transmitter can be easily installed into aviation headsets. The loop transmitter has an open center sized so that it fits around the pinna of the human ear enabling a close position to the communications earplug. This close position is advantageous if an efficient system is desired. | 1. A communications system comprising: a battery-free wireless earplug for insertion into an ear of a user, comprising: i) a receiver comprising a wire having two ends and a length there between formed into a loop having a plurality of turns, such that magnetic flux passing through the loop is converted into an electrical voltage on the ends of the wire; ii) a speaker coupled to the wire of the loop in the receiver, the electrical voltage on the ends of the wire driving the speaker to produce sound; and iii) an earshell for insertion into the ear of the user, the receiver and the speaker being located within the earshell with the speaker mounted to direct sound into the user'ss ear canal; such that when the earplug is placed in a user'ss ear and the receiver is subjected to a magnetic flux from an audio signal introduced into a loop transmitter outside of the ear of the user, the magnetic flux from the loop transmitter drives the speaker to provide sound into the user'ss ear.
3971 | Headset computer with handsfree emergency response | Operating conditions for a headset computer are used to detect a situation where an emergency response mode should be activated. In emergency response mode, the headset computer may then broadcast location, live (real time) audio and video/data streams, and record other information concerning a possible theft and/or other situation of interest to law enforcement and/or security services. | 1. A method of controlling operation of a headset computer comprising: receiving a hands-free gesture input from an original user, exclusively indicative of an impending emergency situation; in response to the received certain input from the original user, activating an emergency response mode whereby standard headset computer functions remain active for use by either the original user or an alternate user, but the following actions are also performed: capturing at least one of an audio or video stream, the capturing occurring as a result of entering the emergency response mode, without requiring a user input specifically associated with capturing one or more of the audio or video stream; determining location information; identifying one or more wireless devices within a proximity of the headset computer, automatically pairing the headset computer with at least one of the identified one or more wireless devices, and copying personal information from paired ones of the identified one or more wireless devices; and forwarding at least one of the captured audio or video stream, the copied personal information, and the location information to at least one of a service provider, law enforcement agency, or security organization.
3972 | Stud bump bonding in implantable medical devices | Presented herein are stud bump bonding techniques for electrically connecting an elongate conductor, such as a wire or pin, to a bonding pad. A plurality of stud bumps are bonded to a surface of a bonding pad and an elongate electrical conductor is positioned in proximity to the plurality of stud bumps. The elongate conductor is bonded to one or more of the stud bumps. | 1. A method comprising: bonding a plurality of stud bumps to a surface of a bonding pad of an electronics assembly positioned within a hermetically sealable implantable housing, wherein a hermetic feedthrough comprising a plurality of feedthrough pins extends through the implantable housing; positioning a first feedthrough pin in proximity to the plurality of stud bumps; and bonding the first feedthrough pin to one or more of the stud bumps.
3973 | Methods from monitoring health, wellness and fitness with feedback | A method is provided for obtaining monitored information about an individual to create life activity data. Individual information is detected or measured. The individual information is selected from of at least one of, an individual's activities, behaviors and habit information, and an individual's health. A monitoring device is used to detect or measure the individual information. The monitoring device includes ID circuitry with an ID storage that contains a unique individual ID, a communication system which reads and transmits the unique individual ID from the ID storage, a power source and a pathway system. The individual information is received from the monitoring device at a telemetry system that includes a database. The individual information is analyzed using life activity data with one or more analysis tools at the telemetry system. Life activity data is created for the individual. | 1. A method for obtaining monitored information about an individual and create life activity data, comprising: using a monitoring device that includes a microphone, an RF transmitter and sensors to determine air quality, sound level, sound quality, light quality, ambient temperature near the individual, a power source, a pathway system, ID circuitry with an ID storage that contains a unique individual ID, the RF transmitter serving as a communication system which reads and transmits the unique individual ID from the ID storage; using at least an accelerometer or a movement detection device configured to detect movement of the individual, the accelerator and the monitoring device configured to calculate or derive sleep onset and wake time, sleep interruptions, and a quality and depth of sleep of the individual, the microphone configured to record an individual'ss movement sounds detected by the accelerometer or the movement detection device, the accelerometer or the movement detection device configured to cause the microphone to stop recording the individual'ss movement sounds when the movement sounds are not directed to a sleep related parameter; receiving the individual monitored information from the monitoring device at a telemetry system that includes a database, the telemetry system in operation receiving the individual monitored information that includes the movement of the individual, the movement sounds of the individual, sleep information and sleep related parameter information data of the individual, the telemetry system or the monitoring device at least partially analyzing the individual'ss monitored information to calculate or derive the sleep onset and the wake time, the sleep interruptions, and the quality and the depth of the sleep of the individual; analyzing the individual sleep information and sleep related parameter information using the life activity data of one or more analysis tools at the telemetry system; and creating life sleep information activity data and life sleep related parameter information activity data for the individual.
3974 | Endovascular devices and methods of use | A method for evaluating flow characteristics in a vessel of a patient includes the steps of positioning a catheter having a balloon at a measuring location within the vessel; transmitting an ultrasound signal into the vessel while the balloon catheter is within the measuring location; evaluating a reflection of the ultrasound signal to determine a flow parameter within the vessel while the catheter is in the measuring position; expanding the balloon within the vessel at the measuring location; and stopping the expanding step when the result of the evaluating step is that the flow through the vessel is substantially stopped. In some embodiments, the method may further comprise the step of detecting an endovascular electrogram signal. The method may be designed for evaluating flow characteristics in a vessel of a patient while enabling the prevention of a balloon from over-expanding and/or over-distending a vessel of a patient. | 1. A method of evaluating flow characteristics in a vessel of a patient, the method comprising: inserting a catheter comprising a balloon, an ultrasound transducer and an endovascular electrogram sensor into the vessel of the patient, wherein the ultrasound transducer is distal of the balloon and the endovascular electrogram sensor when the balloon is expanded; transmitting, from the ultrasound transducer of the catheter, a first non-imaging ultrasound signal into the vessel when the balloon is not expanded; receiving a first reflected non-imaging ultrasound signal; detecting an endovascular electrogram signal using the endovascular electrogram sensor; determining, using a processor, a first blood flow signature pattern within the vessel based on the first reflected non-imaging ultrasound signal, the first blood flow signature pattern being different from the first reflected non-imaging ultrasound signal; determining, using the processor, the location of the catheter within the vessel based on the first blood flow signature pattern and the detected endovascular electrogram signal; initiating expansion of the balloon within the vessel at a measuring location within the vessel, the measuring location within the vessel being different from the determined location within the vessel; transmitting, from the ultrasound transducer of the catheter, a second non-imaging ultrasound signal into the vessel while the balloon is being expanded; receiving a second reflected non-imaging ultrasound signal; determining, using the processor, a second blood flow signature pattern within the vessel based on the second reflected non-imaging ultrasound signal, the second blood flow signature pattern being different from the first blood flow signature pattern and from the second reflected non-imaging ultrasound signal; determining that the second blood flow signature pattern indicates that flow through the vessel has stopped; and stopping the expansion of the balloon while maintaining the stoppage of flow through the vessel in response to the determination that the second blood flow signature pattern indicates that flow through the vessel has stopped.
3975 | Association of wireless detector with an imaging apparatus | A method for directing image data to a dental treatment site wherein a sensor controller is positioned near a programmed radio-frequency identification device at the dental treatment site. A command entry configures the sensor controller to encode and transmit image data content for delivery to a receiving address, according to information obtained from the radio-frequency identification device. A digital sensor that is associated with the sensor controller is positioned in proximity to a subject. Image data is acquired from the digital sensor and transmitted from the sensor controller to a wireless access point, and from the wireless access point to a host computer at the receiving address. The acquired transmitted image data is stored in a computer-accessible electronic memory. | 1. A method for directing image data to a dental treatment site, comprising: positioning a sensor controller near a programmed radio-frequency identification device located at the dental treatment site; writing, into the radio-frequency identification device, information concerning an assignment of a wireless access point to the dental treatment site, the assignment being modifiable; providing a command that configures the sensor controller to encode and transmit image data content for delivery to a receiving address according to information obtained from the radio-frequency identification device, the obtained information associated with the dental treatment site and with the assigned wireless access point; positioning a digital sensor that is associated with the sensor controller in proximity to a subject; acquiring image data from the digital sensor and wirelessly transmitting the acquired image data from the sensor controller to the wireless access point; transmitting the data from the wireless access point to a host computer at the receiving address; and storing the acquired transmitted image data in a computer-accessible electronic memory.
3976 | Computer-assisted hip replacement surgery | A CAS system and method for guiding an operator in inserting a femoral implant in a femur as a function of a limb length and orientation of the femoral implant with respect to the femur, comprising a reference tool for the femur, a registration tool, a bone altering tool and a sensing apparatus. A controller is connected to the sensing apparatus to: i) register a frame of reference of the femur by calculating surface information provided by the registration tool as a function of the position and orientation of the registration tool provided by the sensing apparatus, and/or retrieving in a database a model of the femur; ii) calculate a desired implant position with respect to the frame of reference as a function of the limb length; and iii) calculate a current implant position and orientation in relation to the desired implant position with respect to alterations being performed in the femur with the bone altering tool, as a function of the position and orientation of the bone altering tool provided by the sensing apparatus and of a digital model of a femoral implant provided by the database. The database is connected to the controller for the controller to store and retrieve information relating to an operation of the controller. The computer-assisted system may be used to guide an operator in inserting a pelvic implant in an acetabulum as a function of an orientation of the pelvic implant with respect to the pelvis. | 1. A method of doing surgical treatment with a tracking system in computer-assisted surgery for guiding an operator in inserting a femoral implant of a hip joint implant in a femur as a function of a limb length and orientation of the femoral implant, comprising: obtaining a frame of reference of the femur, the frame of reference being trackable in space; obtaining a digital model of a geometry of a femoral implant, and a digital model of a geometry of a tooling end of a rasp; calculating a desired implant insertion for the femoral implant with respect to the frame of reference of the femur, as a function of the limb length; calculating alterations being made to a femur with a real-time tracking of the rasp altering the femur for receiving the femoral implant and with the digital model of the geometry of the tooling end of the rasp; and determining a current implant insertion with respect to the desired implant insertion, the current implant insertion being calculated as a function of the digital model of the femoral implant and the calculated alterations.
3977 | Automatic cardiac therapy advisor with hidden markov model processing | A method of automatically determining which type of treatment is most appropriate for (or the physiological state of) a patient. The method comprises transforming one or more time domain measurements from the patient into frequency domain data representative of the frequency content of the time domain measurements; processing the frequency domain data to form a plurality of spectral bands, the content of a spectral band representing the frequency content of the measurements within a frequency band; forming a weighted sum of the content of the spectral bands, with different weighting coefficients applied to at least some of the spectral bands; determining the type of treatment (or physiological state) based on the weighted sum. | 1. A method of automatically determining which of a plurality of possible types of cardiac interventions should be performed in treatment of a patient, the method comprising: storing first prior information representative of types of prior cardiac interventions performed on the patient; storing second prior information representative of the patient'ss reactions to the prior cardiac interventions; wherein the first and second prior information are other than heart rhythms or ECG waveforms; and processing the first and second prior information using a hidden Markov model to determine which of a plurality of possible further cardiac interventions should be performed.
3978 | Adhesive and peripheral systems and methods for medical devices | A repeater system may control a pump by using a repeater and a user interface. An adhesive patch system may be used for affixing a pump or other object to a human body. Such an adhesive patch system may include two sets of adhesive members, each member including an adhesive material on at least one side so as to attach to the body. The members of the first set are spaced to allow the members of the second set to attach to the body in spaces provided between the members of the first set, and the members of the second set are spaced to allow members of the first set to detach from the body without detaching the members of the second set. Also, fill stations and base stations are provided for personal pump systems. | 1. A delivery device for delivering an infusion medium to a user, the device comprising: a disposable housing assembly adapted to be secured to a user'ss skin; a reusable housing assembly adapted to be secured to the disposable housing assembly, the reusable housing assembly comprising a volume sensing device, wherein the volume sensing device determines the volume of fluid delivered to the user; a reservoir having an interior for containing a fluidic medium, the reservoir having an outlet port and being operatively coupled to a pumping assembly to selectively drive fluid out the outlet port, from the reservoir interior; and a needle insertion device for inserting a cannula into the user'ss skin, the needle insertion device comprising an introduction needle for movement between a retracted position and an extended position; wherein the disposable assembly has a passage through which the introduction needle extends, and wherein the cannula has a central passage through which the introduction needle extends.
3979 | Electro-mechanical drug delivery device | An electro-mechanical drug delivery device comprises a main body having a distal end and a proximal end. The distal end is configured to attach to a dispense interface. A separable housing that can prevent an administration of a drug by the drug delivery device, the housing configured to cover at least a portion of the distal end of the main body when the separable housing is coupled to the main body of the drug delivery device. A conduction element is provided by the main body and configured for establishing an electrical connection with an electrical connector. Establishment of the electrical connection is prevented when the housing does not cover at least a portion of the distal end of the main body. The electrical connection may be established when the housing covers at least a portion of the distal end of the main body of the drug delivery device. | 1. A drug delivery device comprising: a main body having a distal end and a proximal end, wherein the distal end is configured to attach to a dispense interface; a separable housing configured to couple to and to decouple from the main body, wherein the separable housing includes an electrical connector and a first conduction element in electrical connection with the electrical connector of the separable housing; a second conduction element provided by the main body, wherein the second conduction element is configured for establishing an electrical connection between the second conduction element and the electrical connector of the separable housing; wherein the device is configured such that when the separable housing is coupled to the main body the administration of a drug by the drug delivery device is prevented, the separable housing covering at least a portion of the distal end of the main body, and establishment of the electrical connection between the second conduction element and an external electrical connector is allowed, and when the separable housing is decoupled from the main body the administration of a drug by the drug delivery device is enabled and the establishment of the electrical connection between the second conduction element and the external electrical connector is prevented.
3980 | Timing control for paired plasticity | Systems, methods and devices for paired training include timing controls so that training and neural stimulation can be provided simultaneously. Paired trainings may include therapies, rehabilitation and performance enhancement training. Stimulations of nerves such as the vagus nerve that affect subcortical regions such as the nucleus basalis, locus coeruleus or amygdala induce plasticity in the brain, enhancing the effects of a variety of therapies, such as those used to treat tinnitus, stroke, traumatic brain injury and post-traumatic stress disorder. | 1. A method of treating tinnitus, comprising: providing an electrical stimulation to a vagus nerve of a patient; and providing a sound to the patient, having tinnitus, in therapeutic temporal proximity to the action of providing the electrical stimulation, thereby treating the tinnitus, wherein the action of providing the electrical stimulation entails providing a half second train of biphasic stimulation pulses with a pulse width of 100 microseconds, at 0.8 milliamps and at 30 Hz.
3981 | Medical device adjusting operation when used with non-authenticated patient parameter collecting accessory | Embodiments are directed to a medical device, such as a defibrillator, for use with an accessory capable of collecting a parameter of a patient. The medical device is capable of at least performing a basic functionality, an advanced functionality, and of defibrillating the patient. The medical device includes an energy storage module within a housing for storing an electrical charge that is to be delivered to the patient for the defibrillating. The medical device includes a processor structured to determine whether a data set received from the accessory confirms or not a preset authentication criterion about the accessory. Although when the accessory is coupled to the housing the medical device is capable of the defibrillating and the basic functionality, the medical device is capable of the advanced functionality only when the accessory is coupled to the housing and it is determined that the preset authentication criterion is confirmed. Embodiments also include methods of operation and a programmed solution. | 1. A system for a medical device for use with an accessory capable of collecting a parameter of a patient, the medical device capable of at least one of a basic functionality, an advanced functionality, and of defibrillating the patient, the system comprising: a data storage device in the accessory configured to store a data set; a reader structured to read a data set from the data storage device; a processor coupled to the reader and structured to determine whether the data set from the data storage device confirms a preset authentication criterion about the accessory, in which the defibrillating and the basic functionality of the medical device are enabled and the advanced functionality of the medical device is disabled when the accessory is coupled to the medical device and it is determined that the preset authentication criterion is not confirmed, and in which the medical device is capable of the defibrillation, the basic functionality and the advanced functionality when the accessory is coupled to the medical device and it is determined that the preset authentication criterion is confirmed.
3982 | Ketone measurement system capable of detecting correlations between measurements and user behaviors | Systems and related methods are provided for measuring a ketone in the fluid of a patient or other user. The systems include a portable measurement device for analyzing a plurality of fluid samples and for generating a corresponding plurality of ketone measurement results. The systems also include an electronic or communications device, for example, such as a cell phone or smartphone, configured to communicate with the measurement device. The system further includes a software application. The systems and related methods according to one aspect provide reminders, preferably interactive reminders that facilitate user compliance with a weight management or diabetic ketoacidosis (DKA) monitoring or prevention program. The systems and related methods according to another aspect incorporate ketone tags and/or trigger points to improve accuracy of results and to advance user compliance. | 1. A system for measuring and monitoring ketone levels in a human, comprising: a portable ketone measurement device configured to measure ketone levels in breath samples, the portable ketone measurement device comprising a breath input port that fluidly couples a breath input device to a ketone sensor, and a wireless transceiver that enables the portable ketone measurement device to communicate with a mobile communications device of a user of the portable ketone measurement device; and non-transitory computer storage having stored thereon program instructions that direct a computing system comprising one or more computing devices to perform a process that comprises: storing data representing a trigger point associated with the user, the trigger point representing a user behavior associated with non-compliance with a behavioral program; receiving and storing a plurality of ketone measurements generated from respective breath samples, each ketone measurement generated at a different point in time over a time period by the portable ketone measurement device; receiving, via a user interface, indications from the user of a plurality of trigger point occurrences in which the user engaged in the behavior over the time period; analyzing the plurality of ketone measurements in conjunction with the indications of the trigger point occurrences to determine whether the trigger point is associated with a ketone level pattern; recording a correlation detected based on the analysis, the correlation identifying a particular ketone level pattern associated with the trigger point; subsequent to the time period, receiving and storing a sequence of two or more ketone measurements generated by the portable ketone measurement device based on additional respective breath samples; determining whether the sequence corresponds to the trigger point at least partly by comparing the sequence to the particular ketone level pattern; and in response to determining that the sequence corresponds to the trigger point, causing the mobile communications device to display a user interface that identifies a possible occurrence of the trigger point, the user interface including a user option to indicate whether the trigger point has occurred.
3983 | Selectable upper voltage range monitoring circuit | A battery voltage measuring circuit for an implantable cardiac device is presented. Since the usable battery voltage for the device is limited to an upper range of voltages, the need for measuring lower voltages at which the battery is approaching end of life is of no use. The disclosed invention allows for the measurement of a selectable upper range of battery levels that can be chosen without using a level shifting device such as a zener diode. Multiple voltage ranges with associated measurement resolutions can be achieved without using high current zener diode implementations. This allows for a trade-off between measurement range and resolution while resulting in a lower power and more accurate measurement circuit. Conventional zener diode implementations only allow for a single measurement range and are prone to non-linear error as the voltage measurement range increases. | 1. An implantable cardiac device having a hermetic container including a battery coupled to operational circuitry for providing functionality to the implantable medical device, the operational circuitry including a battery monitoring circuit comprising the following: a voltage divider to generate a scaled voltage related to a battery voltage; a resistor, Rdiff, having first and second nodes; an amplifier having an output current and taking the scaled voltage and applying the scaled voltage to the first node of the Rdiff resistor; a level shifting reference voltage input coupled to the second node of the Rdiff resistor, such that the current through the Rdiff resistor is related to the difference between the scaled voltage and the level shifting reference voltage at the level shifting reference voltage input; a current mirror coupled to the output of the amplifier driving an output resistance, coupled such that the current mirror uses the current through Rdiff as a reference; and an output generating a battery voltage indicator coupled to the current mirror.
3984 | CT scanning system and a method for receiving and transmitting raw data therein | A method of transmitting raw data by a data acquisition system in a CT scanning system, wherein the CT scanning system comprises a rotational part of a gantry with at least one raw data backup memory, and wherein the data acquisition system is configured to adopt the at least one backup memory for storing a backup of the raw data. The method comprising: generating the raw data as scanned; storing generated raw data in the at least one backup memory; transmitting the raw data to an operation console in the CT scanning system; and repeating generating, storing, and transmitting of the raw data in the case of an unfinished scan, until the unfinished scan is finished. | 1. A method of transmitting raw data by a data acquisition system in a CT scanning system, wherein the CT scanning system comprises a rotational part of a gantry with at least one raw data backup memory, and wherein the data acquisition system is configured to adopt the at least one backup memory for storing a backup of the raw data, the method comprising: generating the raw data as scanned; storing the generated raw data in the at least one backup memory; transmitting the raw data to an operation console in the CT scanning system until the scan is finished, determining whether an error in transmitting of the raw data has occurred, obtaining at least one identifier in the instruction associated with said error; reading from the at least one backup memory, the backup raw data corresponding to the at least one identifier; and transmitting the read raw data to the operation console.
3985 | Image capture and identification system and process | A digital image of the object is captured and the object is recognized from plurality of objects in a database. An information address corresponding to the object is then used to access information and initiate communication pertinent to the object. | 1. A method of binding content to object representations, comprising: receiving, by a content server, a digital image of a first target object; receiving, by the content server, ancillary information associated with the digital image, wherein the ancillary information includes information that identifies an organization sponsoring the first target object; obtaining, by the content server, a first item of content information associated with the first target object and the organization; recognizing, by the content server, that the first item of content information is associated with the first target object and the organization based at least in part on the ancillary information; and causing, by the content server, a database to store the digital image and an address of information associated with the first item of content information based on recognizing that the first item of content information is associated with the first target object, wherein the database enables a mobile device to receive at least one of the address and the first item of content information.
3986 | Suppressing sudden cabin noise during hands-free audio microphone use in a vehicle | A vehicle audio quality system for suppressing sudden vehicle cabin noise is provided, as well as methods of using the system. The system includes: an arrangement of heterogeneous microphones and a noise cancellation module (NCM). The microphone arrangement includes: a first microphone and a plurality of secondary microphones. The NCM includes a controller and a non-transitory computer-readable medium for storing application software executable by the controller to improve the quality of desired cabin audio received by the first microphone, the software performing the steps of: receiving a desired audio input from the first microphone; receiving supplemental audio input via the plurality of secondary microphones that includes a sudden cabin noise input; and applying a suppression procedure to the sudden cabin noise input. | 1. A method of sudden cabin noise suppression for a vehicle, comprising the steps of: providing an arrangement of heterogeneous microphones in the vehicle, the arrangement comprising a hands-free audio (HFA) microphone and an array of secondary microphones, wherein the arrangement includes at least one directional microphone and at least one omni-directional microphone; receiving a desired audio input via the HFA microphone; while receiving the desired audio input, receiving supplemental audio inputs via the array of secondary microphones, wherein the supplemental audio inputs include a sudden cabin noise input; applying a first suppression procedure to the sudden cabin noise input; and when the first suppression procedure does not normalize the sudden cabin noise input, then applying a second suppression procedure.
3987 | Laser diode with high efficiency | It is the object of the present invention to specify a light source with high efficiency and high eye safety at the same time. For this purpose, the active layer ( 10 ), the first cladding layer ( 14 ), the first waveguide layer ( 12 ), the second waveguide layer ( 16 ), and the second cladding layer ( 18 ) should be designed such that 0.01 μm≦dwL≦1.0 μm and Δn≧0.04, where dwL is the sum total of the layer thickness of the first waveguide layer ( 12 ), the layer thickness of the active layer ( 10 ), and the layer thickness of the second waveguide layer ( 16 ) and Δn is a maximum of the refractive index difference between the first cladding layer ( 14 ) and the first waveguide layer ( 12 ) and the refractive index difference between the second waveguide layer ( 16 ) and the second cladding layer ( 18 ). | 1. An optoelectronic semiconductor component, comprising: an active layer that is suitable for generating radiation, a first waveguide layer positioned on a first side of the active layer, a first cladding layer positioned on the first waveguide layer, a second waveguide layer positioned on a second side of the active layer, and a second cladding layer positioned on the second waveguide layer, wherein the first side and the second side are opposite with respect to the active layer, wherein a reflection facet for reflecting the radiation emitted by the active layer and an emission facet for reflection and feed-out of the radiation emitted by the active layer, wherein the reflection facet and the emission facet are each positioned in the marginal area of the active layer, and wherein the reflection facet and the emission facet are positioned opposite one another with respect to the active layer, wherein: the conditions (i) and (ii) are met: (i) the active layer, the first cladding layer, the first waveguide layer, the second waveguide layer, and the second cladding layer are designed such that the conditions 0.01 μm≦dwL≦1.0 μm and Δn≧0.04; are met; where dwL is the sum total of the layer thickness of the first waveguide layer, the layer thickness of the active layer, and the layer thickness of the second waveguide layer, and Δn is a maximum of the refractive index difference between the first waveguide layer and the first cladding layer and the refractive index difference between the second waveguide layer and the second cladding layer, and (ii) the semiconductor component comprises a ridge waveguide with an effective index step Δneff>0.1.
3988 | Implantable medical device with backscatter signal based communication | An implantable medical device is disclosed that includes a charging coil configured to inductively couple to a first external coil to receive a charging signal to charge a charge storage element of the implantable medical device. The implantable medical device also includes a circuit coupled to the charging coil. The circuit includes a circuit component that, in response to the charging signal, generates a backscatter signal. The implantable medical device also includes a communication coil orthogonal to the charging coil and coupled to the circuit component. The communication coil is configured to inductively couple to a second external coil to communicate the backscatter signal to the second external coil. | 1. An implantable medical device comprising: a charging coil configured to inductively couple to a first external coil to receive a charging signal to charge a charge storage element; a circuit coupled to the charging coil, the circuit including a circuit component that, in response to the charging signal being applied to the circuit, generates a backscatter signal having a higher frequency than the charging signal; and a communication coil orthogonal to the charging coil and coupled to the circuit component, the communication coil configured to inductively couple to a second external coil to communicate the backscatter signal to the second external coil.
3989 | Fitness activity related messaging | In one embodiment, a method for generating a message to a friend of a user is provided, comprising: processing activity data of a first user measured by an activity monitoring device to update a value of an activity metric for the first user; identifying a change in an inequality relationship between the value of the activity metric for the first user and a value of the activity metric for a second user; in response to identifying the change in the inequality relationship, prompting the first user to generate a message to the second user. | 1. A method comprising: receiving, over a network by at least one server computer, activity data of a first user measured by an activity monitoring device; processing, by synchronization logic of the at least one server computer, the activity data of the first user to update a value of an activity metric for the first user; in response to updating the value of the activity metric for the first user, identifying, by the at least one server computer, a change in an inequality relationship between the value of the activity metric for the first user and a value of the activity metric for a second user, the change in the inequality relationship being defined by the value of the activity metric for the first user changing, from being less than the value of the activity metric for the second user, to being greater than the value of the activity metric for the second user; in response to identifying the change in the inequality relationship, triggering a messaging logic of the at least one server computer to prompt the first user via a first user device to generate a message to the second user for display on a second user device.
3990 | Recall device | A small wearable recall device is provided to capture images triggered by a combination of a detection of a capture condition (e.g., changes in motion, temperature or light level) followed by a relatively stable period, as detected by an accelerometer. By triggering on the combination of a detected capture condition followed by a detected stability condition, a clearer image of the environment of an interesting event is expected to be captured. The small size of the recall device makes it possible to integrate it into common portable consumer products, such as MP3 players, purses, clothing, hats, backpacks, necklaces, collars, and other human-wearable products. | 1. A portable recall device configured to be carried by a wearer comprising: a camera configured to capture an image; at least one accelerometer configured to detect acceleration of the camera; a memory configured to store images; and a controller operably connected to the camera, wherein the controller is configured to: detect a stable condition based on the at least one accelerometer; trigger the camera to capture the image based on the detected stable condition, wherein the image is stored in the memory; receive a sensor signal and, based on the sensor signal, detect occurrence of a capture condition and whether the capture condition occurred in temporal proximity of the capture of the image by the camera; and maintain storage of the image in the memory if the capture condition occurred in temporal proximity of the capture of the image by the camera, and to delete the image from the memory if no capture condition is detect in temporal proximity of the capture.
3991 | Wireless communication authentication for medical monitoring device | Methods, systems, and devices for short-range low-power wireless communication of analyte information are provided. In some implementations, short-range low-power wireless communication of analyte information may include receiving an electromagnetic wireless communication signal and harvesting energy from the electromagnetic wireless communication signal. In some implementations, short-range low-power wireless communication of analyte information may include enabling capabilities associated with an external sensor in response to detecting the external sensor. In some implementations, short-range low-power wireless communication of analyte information may include detecting an analyte sample; determining an analyte concentration associated with the detected analyte sample; and transmitting an indication of the analyte concentration to an external device. | 1. An apparatus, comprising: a housing; a memory unit configured to store computer executable instructions; a monitor adapted to analyze fluid on a test strip; a transceiver; and a processor configured to execute the computer executable instructions stored in the memory unit to: enable a sensor interface and search for an external sensor with the sensor interface while user interface (UI) capabilities of the apparatus associated with the sensor interface are disabled, the search for the external sensor includes transmission of a signal over a determined period of time, in response to not detecting the external sensor within the determined period of time, terminate transmission of the signal and disable the enabled sensor interface, and in response to detecting the external sensor, enable the disabled UI capabilities associated with the sensor interface, activate the external sensor, and determine an analyte concentration from sample information received from the external sensor over the sensor interface.
3992 | Method for augmenting hearing | One variation of a method for augmenting sound includes: at a mobile computing device and a connected audio output device, outputting a tone in a hearing test; based on a response to the tone entered by a user, generating a hearing profile for the user and corresponding to the mobile computing device and the audio output device; receiving an audio signal; qualifying the audio signal as a particular audio type from a set of audio types; selecting, from a set of sound profiles, a particular sound profile corresponding to the particular audio type; at the mobile computing device, transforming the audio signal into a processed audio signal according to the particular sound profile and the hearing profile of the user; and outputting the processed audio signal at the connected audio output device. | 1. A method for augmenting sound, comprising: at a mobile computing device and a connected audio output device, outputting a tone in a hearing test, wherein outputting the tone includes outputting a first audible tone comprising a first frequency, recording a first volume adjustment for the first audible tone by the user, outputting a second audible tone comprising a second frequency, recording a second volume adjustment for the second audible tone by the user; based on a response to the tone entered by a user, generating a hearing profile for the user and corresponding to the mobile computing device and the connected audio output device, wherein generating the hearing profile comprises selecting a particular hearing model from a set of hearing models based on a difference between the first volume adjustment and the second volume adjustment, each hearing model in the set of hearing models comprising a hearing test result corresponding to a previous patient, generating the hearing profile for the user based on the particular hearing model result, and associating the hearing profile with an identifier of the mobile computing device, associating the hearing profile with an identifier of the connected audio output device, and storing the hearing profile in an account assigned to the user; receiving an audio signal at the mobile computing device; qualifying the audio signal as a particular audio type from a set of audio types; selecting, from a set of sound profiles, a particular sound profile corresponding to the particular audio type; at the mobile computing device, transforming the audio signal into a processed audio signal according to both the particular sound profile and the hearing profile of the user; and outputting the processed audio signal at the connected audio output device.
3993 | Methods, systems and apparatus to pair medical devices to an in-body network | Methods, apparatus, systems and articles of manufacture are disclosed to pair devices to an in-body network. An example apparatus disclosed herein includes a device capability manager to identify remote sensors associated with a candidate medical device, an encryption engine to provide the candidate medical device with hashing instructions to be applied to input values from selected ones of the remote sensors, a measurement engine to acquire input values from local sensors corresponding to the selected ones of the available remote sensors during a measurement schedule, the encryption engine to apply the hashing instructions to the input values from the local sensors, and a pairing engine to authorize the candidate medical device when an encryption key associated with the remote sensors includes a threshold indication of parity with an encryption key associated with the local sensors. | 1. An apparatus to authorize a candidate medical device to communicate with an in-body network, the apparatus comprising: a device capability manager to identify remote sensors associated with the candidate medical device; an encryption engine to provide the candidate medical device with hashing instructions to be applied to first input values acquired from selected ones of the remote sensors; a measurement engine to acquire second input values during a measurement schedule from local sensors embedded in a body hosting the in-body network, the local sensors corresponding to the selected ones of the remote sensors, the encryption engine to apply the hashing instructions to the second input values; and a pairing engine to authorize the candidate medical device to communicate with the in-body network when a first encryption key associated with the selected ones of the remote sensors and the hashing instructions exhibits a threshold indication of parity with a second encryption key associated with the corresponding ones of the local sensors and the hashing instructions, the first and second encryption keys generated in response to the selected ones of the remote sensors being embedded in the body.
3994 | Implantable medical device header | Techniques for forming a header for an implantable medical device via a two-shot molding process are described. The two-shot molding processes may include a first molding step that creates a first-shot assembly and a second molding step that creates a second-shot assembly. The first-shot assembly may be formed to include one or more protrusions configured to interact with a second-shot mold and/or molding material in the second molding step. The second molding step may be configured to overmold the first-shot assembly. The header may include an attachment plate at least partially embedded in molding material and configured to be mechanically coupled to a body of the implantable medical device. | 1. A method of forming a header for an implantable medical device, the method comprising: positioning a pre-molding assembly within a first-shot mold, wherein the pre-molding assembly comprises an antenna, an electrode, and an attachment plate, and wherein the first-shot mold defines at least one divot; and creating a first-shot assembly by introducing a first shot molding material into the first-shot mold, wherein the first-shot assembly comprises the pre-molding assembly at least partially covered by the first-shot molding material, wherein the first-shot assembly comprises at least one protrusion of the first shot molding material extending from a surface of the first-shot assembly and formed by introduction of the first shot molding material into the at least one divot of the first-shot mold, wherein the at least one protrusion extends from a surface of the first-shot assembly opposite the electrode, wherein the at least one protrusion is configured to engage with a wall of a second-shot mold to substantially prevent coverage of the electrode during injection of a second shot molding material into the second-shot mold.
3995 | Saliva container with optical volume indicator | A device with a vessel for saliva that has one or more optical indicators to show the volume of saliva in the container. The optical indicators use the principle of total internal reflection together with the difference in refractive index between saliva and air. In embodiments, suitable visual indicators are either visible or invisible, when reflecting surfaces are either not immersed or immersed in saliva or vice versa. The device may comprise a vessel with a saliva pathway, a saliva containment region defining a saliva reservoir, the reservoir having a desired fill level, and an optical viewing window adjacent an angled reflective surface for level indication and/or validating a fill level. The device may include patient interface components and chemical test strips. | 1. A container for collecting saliva comprising: a collection vessel with a saliva reservoir; a cap for the collection vessel; the collection vessel including a reflecting surface in or at the saliva reservoir providing a changeable reflecting characteristic dependent of the presence of saliva at the reflecting surface; a visual marker, secured to the collection vessel, that is one of viewable or not viewable by an observer when looking from a side of the collection vessel at the reflecting surface dependent upon the changeable reflecting characteristic; wherein the visual marker is disposed at a bottom end of the collection vessel opposite the cap; further wherein the visual marker is reflected to the observer, due to total internal reflection, when no saliva is present at the reflecting surface; further wherein the visual marker is not reflected to the observer when a sufficient volume of saliva is present in the saliva reservoir to be disposed at the reflecting surface; the container further having gradations indicating collected volume.
3996 | Battery initialization clip | A medical instrument is disclosed. The medical instrument includes a housing, a control lever rotatably coupled to the housing, at least one electrical contact, a radio frequency (RF) generation circuit coupled to and operated by the battery and operable to generate an RF drive signal and to provide the RF drive signal to the at least one electrical contact and an initialization clip coupled to housing and the control lever to prevent operation of the RF generation circuit and movement of the control lever. | 1. A medical instrument comprising: a housing; a control lever rotatably coupled to the housing; at least one electrical contact; a radio frequency (RF) generation circuit configured to and operated by a battery and operable to generate an RF drive signal and to provide the RF drive signal to the at least one electrical contact; and an initialization clip coupled to the housing and the control lever to prevent operation of the RF generation circuit and movement of the control lever.
3997 | Method of producing an electrosurgical device | A method of producing an electrosurgical device is disclosed. Opposing longitudinal clamshells are formed, and each clamshell includes a face having a generally planar major portion. Longitudinal grooves are formed in a clamshell, and an electrical conductor in a disposed in a groove. The faces are aligned to form an electrical passage including the electrical conductor in the groove and a spaced-apart fluid passage with another groove. The clamshells are welded together to form a shaft member such that the electrical passage and the fluid passage are fluid tight along a major longitudinal portion of the shaft. Electrodes are attached to the distal end of the shaft and are in electrical communication with the electrical conductor. | 1. A method of producing an electrosurgical device, comprising: forming a first elongate clamshell and a second elongate clamshell from an electrically insulating material, wherein the first elongate clamshell includes a first face having a plurality of spaced-apart grooves and the second elongate clamshell includes a second face having a second groove opposing one of the plurality of spaced-apart grooves in the first face; disposing an electrical conductor into one of the plurality of spaced-apart grooves and the second groove; aligning the first face against the second face to interlock the first face with the second face and to form an electrical passage including the electrical conductor and a spaced-apart fluid passage from another groove of the plurality of spaced-apart grooves in the first elongate clamshell; welding the first elongate clamshell and the second elongate clamshell together to integrally form a shaft member such that the electrical passage and the fluid passage are each fluid-tight along a major longitudinal portion of the shaft member; and attaching an electrode at a distal end of the shaft member to be in electrical communication with the electrical conductor and to form the electrosurgical device.
3998 | Microwave antenna assembly and method of using the same | A microwave antenna assembly comprising an elongate shaft having proximal and distal ends and a lumen defined therebetween, a conductive member at least partially disposed within the inner lumen of elongate shaft, conductive member being selectively deployable relative to a distal end of elongate shaft from a first condition wherein a distal end of conductive member at least partially abuts the distal end of elongate shaft to a second condition wherein the distal end of conductive member is spaced relative to the distal end of elongate shaft and a first dielectric material disposed between elongate shaft and conductive member, wherein a portion of conductive member is distal to the distal end of elongate shaft and adapted to penetrate tissue. | 1. A microwave antenna assembly comprising: an elongate shaft having a lumen defined therein; a conductive member partially disposed within the lumen of the elongate shaft, the conductive member including a geometry at a distal end thereof configured to penetrate tissue; a first dielectric material disposed between the elongate shaft and at least a portion of the conductive member; and a second dielectric material that covers at least a portion of the conductive member; wherein at least one of the elongate shaft, the conductive member, the first dielectric material and the second dielectric material being configured to selectively deploy relative to a distal end of an introducer from a first condition wherein a distal end of the conductive member at least partially abuts a distal end of the introducer to a second condition wherein the distal end of the conductive member is spaced relative to the distal end of the introducer, and wherein the geometry at the distal end of the conductive member has a diameter larger than a diameter of at least one of a distal portion of the introducer or a distal portion of the lumen of the elongate shaft.
3999 | Variable sound attenuator | A sound attenuator that allows a user to adjust the amount of attenuation in a variable, continuous fashion or in a discrete controlled fashion from zero attenuation to maximum attenuation without removing the device from the ear. The ear attenuator includes a housing having a passageway, the passageway allowing for sound to pass through the housing and a variable control, the variable control able to control the size of the passageway through the housing and the amount of attenuating material located within the passageway through the housing. | 1. A variable control sound attenuator, comprising: a housing having a top housing and a bottom housing, the top housing being rotatable relative to and engaged with the bottom housing; the top housing being hollow and cylindrical and containing a top housing passageway therein, said top housing passageway extending longitudinally through said top housing and being radially offset from the center of the top housing; the bottom housing being hollow and cylindrical and containing a bottom housing passageway therein, said bottom housing passageway extending longitudinally through said bottom housing and being radially offset from the center of the bottom housing; rotation of the top housing and bottom housing providing a variable alignment between the top housing passageway and the bottom housing passageway thereby providing a variable control of sound transmission through the sound attenuator, wherein rotation of the top housing and bottom housing to align the top housing passageway and the bottom housing passageway provides an open passageway permitting sound transmission therethrough, and further rotation of the top housing and bottom housing to not align the top housing passageway and the bottom housing passageway provides a closed passageway blocking sound transmission therethrough.
4000 | Infusion pump battery capacity management and battery charge alert system and method | Enables an infusion pump battery capacity management and battery charge alert system and method including an infusion pump with rechargeable batteries, a controller, a computer and a user interface. The infusion pump accepts a programmed infusion and selects a battery capacity assessment option to determine one or more recharge options of the batteries, and may optionally select a program delay option to execute an infusion delay and later select the battery capacity assessment option. During the battery capacity assessment option, the infusion pump calculates an anticipated power capacity requirement to execute the programmed infusion, calculates a remaining battery power capacity, compares the calculated anticipated power capacity requirement to the calculated remaining battery power capacity, and determines whether the infusion pump is able to fully execute the programmed infusion based only on the remaining battery power capacity or whether a recharge is required. | 1. An infusion pump battery capacity management and battery charge alert system comprising: an infusion pump configured to infuse a fluid into a patient comprising one or more rechargeable batteries, a user interface and a user interface screen, and an infusion pump controller comprising a computer and coupled with said user interface and said user interface screen; wherein said infusion pump accepts an infusion input comprising a programmed infusion by one or more users via said user interface; wherein said user interface displays on said user interface screen a confirmation of said programmed infusion, and, a battery capacity assessment option; wherein said infusion pump controller accepts a selection input to select said battery capacity assessment option; wherein if said infusion pump controller detects said selection input associated with said battery capacity assessment option, said infusion pump controller calculates an anticipated power capacity requirement to execute said programmed infusion, calculates a remaining power capacity of said one or more rechargeable batteries, compares said calculated anticipated power capacity requirement to said calculated remaining power capacity of said one or more rechargeable batteries, and, determines whether said infusion pump is able to fully execute said programmed infusion based only on said remaining power capacity; wherein if said infusion pump controller determines wherein said infusion pump is able to fully execute said programmed infusion using only said remaining power capacity, said infusion pump controller executes said programmed infusion via said infusion pump only using said remaining power capacity; and wherein if said infusion pump controller determines wherein said infusion pump is unable to fully execute said programmed infusion only using said remaining power capacity, said infusion pump controller one or more of executes said programmed infusion via said infusion pump, and provides a message to said one or more users wherein a recharge time is required to fully execute said programmed infusion.
4001 | Methods, systems, and devices for pairing vagus nerve stimulation with motor therapy in stroke patients | A method of treating motor deficits in a stroke patient, comprising assessing a patient's motor deficits, determining therapeutic goals for the patient, based on the patient's motor deficits, selecting therapeutic tasks based on the therapeutic goals, performing each of the selected therapeutic tasks repetitively, observing the performance of the therapeutic tasks, initiating the stimulation of the vagus nerve manually at approximately a predetermined moment during the performance of the therapeutic tasks, stimulating the vagus nerve of the patient during the performance of the selected therapeutic tasks, and improving the patient's motor deficits. | 1. A stimulation control device, comprising: a stimulation initiation system configured to output stimulation initiation signals to a vagus nerve stimulator; a manual input system configured to be engaged by an operator to cause output of a first stimulation initiation signal; a motion detection system configured to be engaged by the operator to cause output of a second stimulation initiation signal; and a selection input system configured to enable the operator to select between using the manual input system and the motion detection system, wherein the stimulation control device is configured such that engaging the manual input system causes the output of the first stimulation initiation signal from the stimulation initiation system to the vagus nerve stimulator, and the stimulation control device is configured such that engaging the motion detection system enables the output of the second stimulation initiation signal from the stimulation initiation system to the vagus nerve stimulator.
4002 | Charger with orthogonal PCB for implantable medical device | An external charger for an implantable medical device, comprises a housing, an alternating current (AC) coil and substrate contained within the housing, and one or more electronic components mounted to the substrate. The AC coil is configured for wirelessly transmitting magnetic charging energy to the implantable medical device. The AC coil is disposed in a first plane, with the magnetic charging energy having a field directed perpendicular to the first plane. At least a portion of the substrate has a surface extending along a second plane that is substantially perpendicular to the first plane. | 1. An external charger for an implantable medical device, comprising: a housing; an alternating current (AC) coil disposed within a first plane within the housing, the AC coil configured for wirelessly transmitting magnetic charging energy to the implantable medical device; a substrate contained within the housing, at least a portion of the substrate having a surface extending along a second plane in a non-parallel relationship with the first plane; and one or more electronic components mounted to the surface of the substrate, wherein the at least a portion of the substrate is located outside of an area within a perimeter of the coil projected in directions perpendicular to the first plane.
4003 | Virtual wireless multitrack recording system | Disclosed are systems and methods for wirelessly recording multi-track audio files without the data corruption or loss of data that typically occurs with wireless data transmission. In some aspects of the present invention, each performer is equipped with a local audio device capable of locally recording the respective performer's audio while also transmitting it to a master recorder. The locally recorded audio may then be used to repair or replace any audio lost or corrupted during transmission to the master recorder. Such repair or replacement may be performed electronically or via playback of the locally recorded audio. In other aspects of the present invention, a master recorder is not required since all locally recorded audio may be combined or otherwise processed post-recording. Locally recorded audio may include identifiers to aid in post-recording identification of such audio. A multi-memory unit is also provided to facilitate manipulation and processing of audio files. | 1. An apparatus or system for locally recording locally generated audio, said locally generated audio also being wirelessly transmitted to, and remotely recorded by, a remote recorder as remotely recorded audio data comprising: at least one local audio device wearable by a creator of said locally generated audio including: at least one local audio device receiver for receiving at least one of the group consisting of digital data, time data, and audio data; at least one audio input port for receiving said locally generated audio from an audio input device, said audio input device wearable by a creator of said locally generated audio; at least one memory; and at least one control unit electrically coupled to said local audio device receiver, said audio input device, and said memory for creating local audio data and storing said local audio data in said memory; wherein said local audio data may be retrieved after said locally recording and combined with said remotely recorded audio data.
4004 | Image capture and identification system and process | A digital image of the object is captured and the object is recognized from plurality of objects in a database. An information address corresponding to the object is then used to access information and initiate communication pertinent to the object. | 1. A system for providing on-screen content identification, comprising: a portable hand-held device comprising a sensor configured to acquire a digital representation of a scene including on-screen video content; a recognition platform coupled with the sensor and configured to: obtain the digital representation of the scene including the on-screen video content; derive at least one characteristic of the digital representation based at least in part on a discrimination of the on-screen video content in the scene from a background of the scene; recognize the on-screen video content as being associated with a first known target based at least in part on comparing the at least one characteristic to indexed characteristics of a plurality of known target objects; and provide, via an address, target content information associated with the first known target on a display of the portable hand-held device.
4005 | Tamper evident point of containment, inventory and accountability system and method | The system in at least one embodiment includes a tamper evident specimen sample locking device that in a further embodiment includes an embedded data storage mechanism. A method for using the system in at least one embodiment allows for efficiently and securely creating, maintaining, identifying, tracking, and controlling inventories (either prospective or retrospective) of biological and chemical sample containers and their contents, while eliminating potential loss and degradation associated with handling the samples. The system in at least one embodiment includes a sample container tray or cryogenic box having one or more integrated RFID readers within an associated smart lid that sense RFIDs associated with the individual samples thereby eliminating the need to remove, visually inspect, and/or handle the samples. | 1. A tamper evident sample locking device comprising: a central hub, wherein said central hub is capable of abutting an end of a specimen sample container; multiple elongated locking members attached to said central hub, wherein said multiple elongated locking members are capable of engaging the exterior surface of the specimen sample container and each includes a plurality of locking structures longitudinally spaced along the length of said locking members; and a locking collar having multiple locking apertures, wherein said locking collar is capable of receiving and securely engaging an exterior surface of the specimen sample container, and wherein said locking apertures are capable of receiving and locking said multiple locking structures of said multiple elongated locking members.
4006 | Training mechanism for drug delivery device | The present invention relates to a cartridge for a drug delivery device comprising of a body of substantially cylindrical shape, a piston slidably disposed in the body along two opposite axial directions, along a distal and along a proximal direction, and at least one friction means operably engaged with the piston to generate a pre-defined friction force between the piston and an inside wall of the body, when the piston is displaced relative to the body, wherein in response to an axial displacement of the piston relative to the body in distal direction and in proximal direction, the at least one friction means is adapted to generate respective proximal and distal friction forces that are different in magnitude. | 1. A cartridge for a drug delivery device comprising: a body of substantially cylindrical shape, a piston slidably disposed in the body along two opposite axial directions, along a distal and along a proximal direction, at least one friction means operably engaged with the piston to generate a pre-defined friction force between the piston and an inside wall of the body, when the piston is displaced relative to the body, wherein in response to an axial displacement of the piston relative to the body in distal direction and in proximal direction, the at least one friction means is adapted to generate respective proximal and distal friction forces that are different in magnitude, wherein the friction means comprises at least one friction member slidably disposed in axial direction in at least one receptacle of the piston.
4007 | Systems configured to transmit optical power signals transdermally out of a living subject, and devices and methods | In an embodiment, a system includes an internal optical power transmitter configured to be disposed within a living subject. The internal optical power transmitter includes a power source configured to provide electrical energy and an electrical-optical converter operably coupled to the power source. The electrical-optical converter may be configured to convert at least a portion of the electrical energy into one or more optical power signals transdermally transmittable out of the living subject. The system further includes an external optical-electrical converter configured to convert the one or more optical power signals into one or more electrical power signals and at least one external device configured to be operably coupled to the external optical-electrical converter and powered by the one or more electrical power signals. Embodiments of methods, biocompatible electrical-optical converters, and internal optical power transmitters are also disclosed. | 1. A method, comprising: converting electrical energy within a living subject into one or more optical power signals; receiving the one or more optical power signals at a beam steering device disposed in a housing; selectively modifying one or more optical parameters of the one or more optical power signals with the beam steering device; and transmitting the one or more optical power signals transdermally out of the living subject after the modifying.
4008 | Inductive charger for hand held appliances | An inductive charger for charging a hand-held appliance is disclosed. The inductive charger includes a charger coil surrounding a magnetic core, the magnetic core forming at least a part of a charger projection, wherein the charger projection is surrounded by the charger coil which is adapted to be inserted, together with the charger projection of the magnetic core, into a charging recess of the hand-held appliance. | 1. An inductive charger for charging a hand-held appliance comprising: a charger coil surrounding a magnetic core, the magnetic core forming at least a part of a charger projection, wherein the charger projection is surrounded by the charger coil which is adapted to be inserted, together with the charger projection of the magnetic core, into a charging recess of the hand-held appliance; wherein a housing is provided for accommodating at least a part of electric supply means connected to said charger coil, said housing having a top side surface surrounding said charger projection which projects from said top side surface in a direction substantially perpendicular thereto forming a thorn-like or mandrel-like, cylindrical housing projection; wherein the charger coil is covered by an insulating cover, said insulating cover comprising a sleeve-shaped insulating cap that is connected at an edge portion with the supporting body, the insulating cover being present in addition to the housing projection into which the assembly of magnetic core, charger coil and insulating cover extends.
4009 | Electronic device | To improve the usability of an electronic device, the electronic device includes: a first communication unit located near a user; a receive unit configured to receive data through communication via a body of the user or near field communication between a second communication unit located in a member used by the user and the first communication unit; and a recording unit configured to record data pertaining to the member when communication is established between the first communication unit and the second communication unit. | 1. An electronic device comprising: an acceleration sensor that detects acceleration information of equipment used to perform a swing; an angular velocity sensor that detects angular velocity information of the equipment; and a communication unit configured to transmit the acceleration information and the angular velocity information for the swing at a predetermined interval when the communication unit receives a request from an external device every few seconds.
4010 | Medical image diagnosis apparatus | The medical image diagnosis apparatus has a body, a power transmitting part, a power receiving part, and a device. The power transmitting part is housed in the body, has a transmission coil, and generates an oscillating field due to resonance from the transmission coil upon receiving electric power. The power receiving part has a reception coil, resonates with a frequency substantially equal to the resonant frequency of the transmission coil, and generates electric power upon receiving the oscillating field. The device houses the power receiving part, deriving organization information through operation via non-contact with the body by electric power from the power receiving part. The apparatus comprises a status checker and a controller that determines whether or not electric power should be generated depending on at least one of the statuses to control the generation of electric power by the transmission coil. | 1. A medical image diagnosis apparatus that receives signals from a test body and derives organization information thereof so as to check the test body, comprising: a body; a power transmitting circuit having a transmission coil housed in the body, receiving electric power from the outside and generating an oscillating field due to resonance from the transmission coil; a power receiving circuit having a reception coil that resonates at a frequency substantially equal to the resonant frequency of the transmission coil and generates electric power upon receiving the oscillating field generated by the transmission coil; a device that houses the power receiving circuit and operates by electric power from the power receiving circuit via non-contact with the body so as to derive the organization information; a status checker configured to derive at least one of the operation statuses of the body and the device; and a controller configured to determine whether or not the electric power should be generated depending on at least one of the statuses of the body and the device, and based on the determination results, to control the generation of the electric power by the transmission coil.
4011 | Method for energy efficient body sensor network discovery | When monitoring a patient in a healthcare environment, a location of a battery-powered mobile aggregator (MA) sensor ( 22 ), which is mounted on a patient with one or more other patient-mounted sensors ( 12 , S 1 , S 2 , S 3 ), is monitored. The MA ( 22 ) maintains a personal area network (PAN) ( 24 ) for the sensors ( 12 , S 1 , S 2 , S 3 ) and wirelessly transmits signals from patient mounted sensors ( 12 , S 1 , S 2 , S 3 ) to a wired network ( 18 ). When the MA ( 22 ) comes within range of a mains-powered fixed aggregator (FA) ( 16 ), the MA ( 22 ) is informed of the availability of the FA ( 16 ), transfers patient data communication duties to the FA ( 16 ), and shuts down its PAN to conserve battery power. If the patient moves out of range of the FA ( 16 ), then the MA ( 22 ) regenerates the PAN ( 24 ) and resumes wireless patient data transmission. | 1. A method of transferring a patient monitoring sensor group between fixed and mobile modes of communication with a wired healthcare network, comprising: detecting the sensor group, which comprises one or more patient-mounted sensors and a mobile aggregator sensor, within communication range of a fixed aggregator module; informing the mobile aggregator sensor that it and the one or more patient-mounted sensors are within range of the fixed aggregator module; when the fixed aggregator module is within range, communicating status information from the sensor group to a wired network via the fixed aggregator module while bypassing the mobile aggregator sensor; and terminating a mobile aggregator personal area network (MA-PAN), which is used for communication between the sensor group and the mobile aggregator sensor, when the sensor group is within range of the fixed aggregator module in order to conserve battery power at the mobile aggregator sensor.
4012 | Variable data usage personal medical system and method | A variable data usage personal medical system including a self-care device attached to a patient, and operable to generate self-care device data and to transmit the self-care device data at a fixed interval; a cellular communication device operable to receive and store the transmitted self-care device data, to register a count at an interval counter for each of the fixed intervals in which the transmitted self-care device data is received, to generate a data cellular packet from overhead plus the stored self-care device data when the interval counter equals a fixed interval index, and to transmit the data packet; and a cloud infrastructure operably connected to the cellular communication device over a cellular network, and operable to receive, process, and store the transmitted data packet. The cloud infrastructure is operable to transmit a value for the fixed interval index to the cellular communication device for storage. | 1. A variable data usage personal medical system for use with a patient comprising: a self-care device attached to the patient, the self-care device being operable to generate self-care device data and to transmit the self-care device data at a fixed interval; a cellular communication device operably connected to the self-care device, the cellular communication device being operable to receive and store the transmitted self-care device data, to store an interval counter and to increment the interval counter for each of the fixed intervals in which the transmitted self-care device data is received, and in response to determining that the interval counter equals a fixed interval index, to generate a data cellular packet from overhead plus the stored self-care device data and to transmit the data packet, wherein the fixed interval index controls how often data packets are transmitted from the cellular communication device; and a cloud infrastructure operably connected to the cellular communication device over a cellular network, the cloud infrastructure being operable to receive, process, and store the transmitted data packet; wherein the cellular communication device is operable to store the fixed interval index and the cloud infrastructure is operable to transmit a value for the fixed interval index to the cellular communication device for storage.
4013 | Line of sight wireless endoscopy | Endoscope imaging apparatus, including an endoscope, which is configured to be inserted into a body cavity of a patient and an image sensor configured by means of the endoscope to form an image of the body cavity, and to transmit image signals in response to the image formed. The apparatus further includes an optical transmitter, physically connected to the endoscope, and configured to receive the image signals, to encode the image signals, and to transmit optical radiation comprising the encoded image signals. An optical receiver with a mounting fixture is configured for connection to a light boom, and is also configured to receive the optical radiation, to decode the optical radiation to recover the image signals, and to transmit the recovered image signals. A camera control unit is configured to receive the recovered image signals and in response to display the image on a screen. | 1. Endoscope imaging apparatus, comprising: an endoscope, configured to be inserted into a body cavity of a patient; an image sensor configured by means of the endoscope to form an image of the body cavity, and to transmit image signals in response to the image formed; an optical transmitter, physically connected to the endoscope, configured to receive the image signals, to encode the image signals, and to transmit optical radiation comprising the encoded image signals; an optical receiver with a mounting fixture configured for connection to a light boom, the receiver being configured to receive the optical radiation, to decode the optical radiation to recover the image signals, and to transmit the recovered image signals as a radio-frequency image signal; and a camera control unit, configured to receive the recovered image signals and in response to display the image on a screen.
4014 | Therapeutic manipulation device | A manipulation device is programmable with different parameters associated with different manipulation exercises for different types of simulated patients. A measuring system determines the success or failure for any of the programmable manipulation exercises and tracks specific results that precisely track how close a student comes to specific target force values. This allows a student to more accurately track performance improvements and more effectively focus practice sessions on problem manipulation techniques. The measurement system not only measures the time and force values associated with the manipulation exercises but also measures angular displacement of the manipulation apparatus during the manipulation exercise. This allows the student to not only determine if a proper amount of force was applied during the manipulation exercise but also to determine if the force was maintained in the same direction and angle. | 1. An apparatus comprising: a housing including an elongate body and an elongate reciprocating body adapted to fit into the cavity of the elongate body; a biasing member adapted to fit within the axial cavity of the elongate body and further adapted to bias the elongate reciprocating body to a first position relative to the axis of the cavity; a sensing device disposed in the elongate body comprising an image sensor and a plurality of photo interrupters, the image sensor configured to capture a plurality of images of the biasing member in response to movement of the biasing member about the axis of the cavity and each of the plurality of photo interrupters configured to generate a corresponding interrupter signal in response to movement of the biasing member about the axis of the cavity; and a processor configured to quantify a therapeutic manipulation force applied during therapeutic manipulation based on the plurality of images and on the interrupter signals.
4015 | Contact lenses having sensors with adjustable sensitivity | Apparatus and methods employing contact lenses having electrochemical sensors that have adjustable analyte-sensing sensitivity are provided. In some aspects, level of the analyte or biological substance is detected and a number of sub-electrodes of the sensor are turned on or off based on the level of the analyte or biological substance. The sensitivity of the sensor is adjusted based on the number of sub-electrodes that are turned on or off. In some aspects, the current level from the sensor is employed in determining the number of sub-electrodes to turn on or off. In one aspect, a contact lens includes: a substrate; a power component; a circuit and an adjustment circuit. The circuit can include a potentiostat; and a sensor electrically coupled to the potentiostat, and configured to sense a level of an analyte. The sensitivity of the sensor can be adjustable by the adjustment circuit. | 1. A contact lens, comprising: a substrate; a power component, disposed on or within the substrate, configured to output power; a potentiostat, disposed on or within the substrate, and configured to be powered by the power component; a sensor, disposed on or within the substrate, electrically coupled to the potentiostat, and configured to sense a level of an analyte in an eye over which the contact lens is configured to be worn, wherein the sensor comprises a working electrode having a plurality of sub-electrodes, and wherein a sensitivity of the sensor is adjustable; and an adjustment circuit, disposed on or within the substrate, electrically coupled to the sensor, and configured to control the sensitivity of the sensor by turning one or more of the plurality of sub-electrodes on or off to the potentiostat.
4016 | Apparatus and methods for delivery of multiple distributed stents | Delivery catheters and systems are adapted for delivering multiple discreet prostheses in body lumens. An exemplary delivery catheter comprises a sheath, a pusher for moving the prostheses relative to the sheath, and a valve member for selectively retaining the prostheses in the sheath. For balloon expandable stents, an elongated shaft and an expandable member are slidably disposed in the sheath, and the prostheses are positionable on the expandable member for deployment in the body lumen. The valve member allows a selected number of prostheses to be deployed from the sheath while retaining other prostheses within the sheath. | 1. A method of delivering a stent to a treatment site, the method comprising: providing a catheter comprising: a sheath having a proximal end, a distal end, an opening at the distal end, and a passage in communication with the opening, the stent being movably disposed in the passage; an elongate inner shaft disposed within the sheath, the stent being positionable over the elongate inner shaft, wherein the stent comprises a plurality of axially coupled stent segments; and a valve member near the distal end of the sheath adapted for selectively retaining a first stent segment within the passage while allowing a second stent segment to be deployed outside the passage; positioning the distal end of the sheath at the treatment site; decoupling the second stent segment and the first stent segment; and proximally retracting the sheath relative to a distal end of the elongate inner shaft to move the valve member and thereby cause the second stent segment to pass through the opening of the sheath while retaining the first stent segment within the sheath; wherein the second stent segment and first stent segment are axially coupled via a coupling member; and wherein decoupling the second stent segment and the first stent segment comprises breaking the coupling member.
4017 | Suture holes on a flexible implant | A device according to some embodiments may include an implant unit which may include a flexible carrier, an antenna arranged on the flexible carrier, at least one pair of modulation electrodes on the flexible carrier, at least one implantable circuit electrically connected to the at least one pair of modulation electrodes and the antenna; and at least one pair of suture holes passing through the flexible carrier. The at least one pair of suture holes may be arranged on the flexible carrier such that the flexible carrier may be configured to conform to tissue in a subject's body, and such that each suture hole of the at least one pair of suture holes may be positioned to allow suturing to tissue adjacent to the suture holes. | 1. An implant unit, comprising: an implantable carrier; at least one implantable component on the carrier; at least one suture hole extending through the carrier, the suture hole having a dimension substantially larger than a diameter of a suture needle; and a mesh material covering the suture hole and being configured to receive the suture needle therethrough, wherein the mesh material is encapsulated by a primary capsule comprising a material different than a material of the implantable carrier.
4018 | Sound generating device for vehicle, and sound generating method for vehicle | Provided is a sound generating device ( 20 ) for a vehicle, including: a plurality of pressure sensors ( 21 a to 21 d) for detecting air pressures of an air intake sound of an engine ( 12 ) and outputting the air pressures as sound pressure signals; a signal processing unit ( 24 ) for performing processing of changing the sound pressure signals in accordance with a driving condition of a vehicle ( 10 ); and loudspeakers ( 28 a and 28 b) for outputting the sound pressure signals as the air intake sound of the engine ( 12 ). Then, the plurality of pressure sensors ( 21 a to 21 d) are provided at an interval in a circumferential direction of an outer periphery of an air intake duct ( 15 ) at positions in a vicinity of an air flow meter ( 18 ) on an air cleaner ( 16 ) side with respect to a center of the air intake duct ( 15 ), the air intake duct ( 15 ) connecting the air cleaner ( 16 ) to a throttle body ( 17 ). | 1. A sound generating device for a vehicle that transmits an air intake sound of an engine of a vehicle to an occupant inside the vehicle, the sound generating device comprising: a plurality of pressure sensors that detect pressures of air intake pulsation of the engine and outputting the pressures as pressure signals, the plurality of pressure sensors being provided at an interval in a circumferential direction of an outer periphery of an air intake duct at positions on an air cleaner side of the air intake duct with respect to a center of the air intake duct, the air intake duct connecting the air cleaner to an air amount control valve, the air cleaner being provided on an air inlet side of the air intake duct on which outside air is to be taken in, the air amount control valve being provided on the engine side of the air intake duct; a signal processor that performs processing of changing the pressure signals in accordance with a driving condition of the vehicle; and a loudspeaker installed inside the vehicle that outputs a sound pressure signal processed by the signal processor as the air intake sound of the engine.
4019 | Image capture and identification system and process | A digital image of the object is captured and the object is recognized from plurality of objects in a database. An information address corresponding to the object is then used to access information and initiate communication pertinent to the object. | 1. A system for providing content to a mobile device comprising: at least one sensor configured to capture (a) digital data that includes a representation of a transmitted signal within an environment and (b) image data that includes a representation of an object in the environment; and a recognition platform coupled with the at least one sensor and configured to: obtain the digital data that includes the representation of the transmitted signal, and the image data that includes the representation of the object; recognize the transmitted signal as being associated with a computing device target object based at least in part on a decoded pattern in the transmitted signal, and recognize the object represented in the image data; identify content information associated with the computing device target object or object and available at an address; and enable the mobile device to perform an action based on the content information available at the address.
4020 | Image capture and identification system and process | A digital image of the object is captured and the object is recognized from plurality of objects in a database. An information address corresponding to the object is then used to access information and initiate communication pertinent to the object. | 1. A content providing server system comprising: a memory storing a digital image of an article of interest obtained via a mobile device; and an identification server coupled with the memory and configured to: extract salient characteristics from the digital image; recognize at least one target of interest related to the article based on the salient characteristics; identify content information pertinent to the at least one target of interest and related to the article, the content information available via at least one information address; and enable the mobile device to access the content information over a network and via the at least one information address, and to present the content information via a display.
4021 | Image capture and identification system and process | A digital image of the object is captured and the object is recognized from plurality of objects in a database. An information address corresponding to the object is then used to access information and initiate communication pertinent to the object. | 1. A system for providing on-screen content identification, comprising: a portable hand-held device comprising a sensor configured to acquire a digital representation of on-screen advertisement content; and a recognition platform coupled with the sensor and configured to: obtain, via the sensor, the digital representation of the on-screen advertisement content; derive at least one characteristic of the digital representation of the on-screen advertisement content; recognize the on-screen advertisement content as being associated with a first known target based at least in part on comparing the at least one characteristic to indexed characteristics of a plurality of known targets; and obtain, via an address, target content information associated with the on-screen advertisement content based at least in part on recognizing the on-screen advertisement content as being associated with the first known target.
4022 | Wagering game machine with biofeedback-aware game presentation | A computerized wagering game system includes a gaming module comprising gaming code which is operable when executed on to conduct a wagering game on which monetary value can be wagered, and a biofeedback module operable to track at least one biometric characteristic of a game player. The wagering game is further operable to alter presentation of the wagering game based on changes in the at least one biometric characteristic. A mood enhancement module is operable to provide energy to a wagering game player at a frequency designed to provide a mood enhancing effect. | 1. A method of operating a gaming system, the gaming system including one or more processors and an electronic gaming machine for conducting a wagering game, the electronic gaming machine having a gaming cabinet with one or more electronic input devices and one or more electronic display devices coupled to the gaming cabinet, the method comprising: detecting, by at least one of the one or more electronic input devices of the electronic gaming machine, a physical item associated with a monetary value, the monetary value establishing a credit balance that changes based on play of the wagering game; receiving, by at least one of the one or more electronic input devices of the electronic gaming machine, a wager input from a player to play the wagering game, the wager input being covered by the credit balance; initiating, by at least one of the one or more processors, the wagering game in response to the wager input from the player; determining, by at least one of the one or more processors of the gaming system, an outcome of the wagering game based, at least in part, on one or more random elements generated by at least one of one or more electronic random element generators; collecting, via one or more biometric sensors operatively coupled to the electronic gaming machine, biofeedback data to determine a physiological state of the player during play of the wagering game; loading a baseline biometric history of the player from stored historical data; providing, by one or more electronic output devices of the electronic gaming machine, a selected frequency of energy to the player during play of the wagering game based on the loaded baseline biometric history; evaluating, by the one or more processors, the collected biofeedback data to determine a new physiological state of the player; adjusting the frequency of energy based on the evaluation; and receiving, by at least one of the one or more electronic input devices, a cashout input from the player to initiate a payout from the credit balance.
4023 | Remote communication systems and methods for communicating with a building gateway control to control building systems and elements | A wearable monitoring device, worn by a user, has one or more sensors which acquire at least one of a user's activities, behaviors and habit information, an antenna and a unique user ID. The monitoring device includes a wireless user interface with a one or more input selection elements, which are accessible by the user to control at least a portion of one or more controllable devices housed in a building. One or more controllable systems or devices are at the building. At least a first portion of the one or more controllable systems or devices have an interface with a receiver in communication with the monitoring device that enables the monitoring device to communicate with the receiver. | 1. A system to interact with one or more controllable systems and one or more controllable devices at a building, comprising: a wearable monitoring device that includes a microphone, an RF transmitter and sensors to determine air quality, sound level, sound quality, light quality and ambient temperature near an individual, the RF transmitter serving as a communication system; the wearable monitoring device including a wireless user interface with a one or more input selection elements, the one or more input selection elements being accessible by the individual to control at least a portion of the one or more controllable devices housed in the building; an accelerometer configured to detect an individual'ss movement information, the accelerometer and the wearable monitoring device configured to assist to determine sleep information and sleep behavior information of the individual, the microphone configured to record individual movement sounds detected by the accelerometer, the accelerometer configured to cause the microphone to stop recording the individual movement sounds when the movement sounds are not directed to a sleep related parameter; and the one or more controllable systems or the one or more controllable devices at the building, at least a first portion of the one or more controllable systems or the one or more controllable devices having an interface with a receiver in communication with the wearable monitoring device that enables the wearable monitoring device to communicate with the receiver, the first portion of the one or more controllable systems or the one or more controllable devices are directly controllable by the wearable monitoring device and operable to make a change to a setting of that one or more controllable systems or one or more controllable devices at the building.
4024 | Intelligent tissue mimicking ultrasonic phantom and method of preparing the same | An intelligent tissue mimicking ultrasonic phantom, which is a temperature-sensitive polymer gel having the following characteristics: acoustic velocity: 1500-1550 m/s; acoustic impedance: (1.50-1.60)×106Pa·s/m; density: 1.01-1.06 g/cm3; and a denaturation temperature around which there is a reversible phase transformation between the opaque phase and the transparent phase. Said gel can be a polymer of isopropylacrylamide (NIPA). Said ultrasonic phantom has a transparent appearance, and an adjustable thermal denaturation temperature; the thermal denaturation region of the ultrasonic phantom is distinct and has a well-defined boundary; the material of the phantom is stable and deterioration-resistant, and can ensure the consistency of the quality; the phantom is thermal denaturable with the appearance thereof turning white, while the phantom recovers when the heat is removed, such that it can be used repeatedly. | 1. Method of using an intelligent tissue mimicking ultrasonic phantom in showing a focal region of a focused ultrasound comprising: (a) providing a transparent intelligent tissue mimicking ultrasonic phantom, characterized in that said phantom is a temperature-sensitive polymer gel having the following acoustic properties and other physical characteristics: acoustic velocity: 1500-1550 m/s; acoustic impedance: (1.50-1.60)* 106Pa·s/m; density: 1.01-1.06 g/cm3,,; and a denaturation temperature, namely, a Lower Critical Solution Temperature (LCST) or a Volume Phase Transition Temperature at which the volume of the phantom changes, adjustable by changing ratios of raw materials, around which there is a reversible phase transformation between an opaque phase and a transparent phase; (b) focusing ultrasound irradiation in the transparent intelligent tissue mimicking ultrasonic phantom at a focal point, whereby the ultrasonic phantom is stimulated by the overall effect of mechanical effects, thermal effects and cavity effects of the ultrasound, and the energy of the focused ultrasound reaches an intensity threshold causing the temperature at the focal point to reach the denaturation temperature, at which the internal molecular structure of the ultrasonic phantom changes from an original spatial arrangement conformation having a colorless and transparent appearance to a changed spatial conformation having a white or opaque appearance; whereby with continued deposition and diffusion of ultrasonic energy at the focal point, a focal region with white or opaque appearance increases accordingly such that a focal region of the focused ultrasound is clearly shown in the ultrasonic phantom; and (c) stopping the ultrasound irradiation, whereby with a dissipation of heat, and a corresponding decrease in temperature to below the denaturation temperature, the focal region with white or opaque appearance in the ultrasonic phantom reverts to the colorless and transparent appearance.
4025 | Voice control device, voice control method, and portable terminal device | A voice control device includes a calculation section configured to calculate a response time representing a time difference between a voice in a received signal and a voice in a sending signal; a hearing estimate section configured to estimate hearing of a user based on the calculated response time; and a voice control section configured to control the received signal by a compensation quantity responsive to the estimated hearing. | 1. A voice control device inclusive of a semiconductor integrated circuit, comprising: a memory; a processor coupled to the memory and configured to: calculate a time length of a voice in a received signal; calculate a difference between a high range power and a low range power of the voice in the received signal as an articulation rate; calculate a response time representing a time difference between the voice in the received signal and a voice in a sending signal when the calculated time length of the voice in the received signal is longer than a first threshold value while the calculated articulation rate is greater than a third threshold; estimate hearing of a user based on the calculated response time; control the received signal by a compensation quantity depending on the estimated hearing; and produce sound responsive to the controlled received signal.
4026 | Method for making electrically conductive three-dimensional structures | Methods are provided for fabricating three-dimensional electrically conductive structures. Three-dimensional electrically conductive microstructures are also provided. The method may include providing a mold having at least one microdepression which defines a three-dimensional structure; filling the microdepression of the mold with at least one substrate material; molding the at least one substrate material to form a substrate; and depositing and patterning of at least one electrically conductive layer either during the molding process or subsequent to the molding process to form an electrically conductive structure. In one embodiment, the three-dimensional electrically conductive microstructure comprises an electrically functional microneedle array comprising two or more microneedles, each including a high aspect ratio, polymeric three dimensional substrate structure which is at least substantially coated by an electrically conductive layer. | 1. A method for fabricating a three-dimensional, electrically conductive structure comprising: providing a mold having at least one microdepression which defines a three-dimensional structure; depositing and patterning at least one electrically conductive layer within the microdepression of the mold; filling the microdepression of the mold with at least one substantially electrically non-conductive substrate material; molding the at least one substrate material to form a substrate on top of the at least one electrically conductive layer while the at least one non-conductive substrate material abuts an outer surface of the at least one electrically conductive layer opposite the mold; and transferring the at least one electrically conductive layer to the substrate, thereby forming an electrically conductive structure.
4027 | Bio-implantable hermetic integrated ultra high density device | An implantable bio-compatible integrated circuit device and methods for manufacture thereof are disclosed herein. The device includes a substrate having a recess. An input/output device including at least one bio-compatible electrical contact is coupled to the substrate in the recess. A layer of hermetic bio-compatible, hermetic insulator material is deposited on a portion of the input/output device. An encapsulating layer of bio-compatible material encapsulates at least a portion of the implantable device, including the input/output device. At least one bio-compatible electrical contact of the input/output device is then exposed. The encapsulating layer and the layer of bio-compatible, hermetic insulator material form a hermetic seal around the at least one exposed bio-compatible electrical contact. | 1. A method of manufacturing an implantable, bio-compatible, integrated circuit device, comprising the steps of: providing a substrate having a recess formed within the substrate; coupling an input/output device comprising at least one bio-compatible electrical contact to the substrate in the recess; coupling a second device within the substrate; applying a bio-compatible, hermetic insulator to a portion of the input/output device; encapsulating at least a portion of the implantable device, including the input/output device, with an encapsulating layer of bio-compatible material; and electrically and communicatively directly coupling the input/output device to the second device by an interconnect prior to encapsulating the portion of the implantable device, wherein the second device is configured to process a signal to be transmitted by or received from the input/output device via the interconnect; exposing, through the encapsulating layer, the at least one bio-compatible electrical contact of the input/output device, such that a hermetic seal is preserved between the encapsulating layer and the layer of bio-compatible, hermetic insulator material around the at least one exposed bio-compatible electrical contact.
4028 | Systems configured to transmit optical power signals transdermally out of a living subject, and devices and methods | In an embodiment, a system includes an internal optical power transmitter configured to be disposed within a living subject. The internal optical power transmitter includes a power source configured to provide electrical energy and an electrical-optical converter operably coupled to the power source. The electrical-optical converter may be configured to convert at least a portion of the electrical energy into one or more optical power signals transdermally transmittable out of the living subject. The system further includes an external optical-electrical converter configured to convert the one or more optical power signals into one or more electrical power signals and at least one external device configured to be operably coupled to the external optical-electrical converter and powered by the one or more electrical power signals. Embodiments of methods, biocompatible electrical-optical converters, and internal optical power transmitters are also disclosed. | 1. A system, comprising: an internal optical power transmitter configured to be disposed within a living subject, the internal optical power transmitter including, a power source configured to provide electrical energy; an electrical-optical converter operably coupled to the power source, the electrical-optical converter configured to convert at least a portion of the electrical energy into one or more optical power signals transdermally transmittable out of the living subject and having a power of at least about 10 μW; and a beam steering device disposed in the internal optical power transmitter, the beam steering device positioned to receive one or more optical electrical signals from the electrical-optical converter and configured to selectively direct the one or more optical power signals to a target located externally to the living subject.
4029 | Electromotive furniture drive | An electromotive furniture drive includes an electric motor, the rotational direction of which can be reversed, a motor controller, a manual control, a battery unit, and a mains power supply device. A speed-reducing transmission is connected downstream of the electric motor and a further transmission is connected downstream of each speed-reducing transmission and the battery unit has at least one battery. To enable simple, economical and easy installation, in particular in tight installation spaces, the furniture drive has a coupling device which includes a charging device for charging the at least one battery of the battery unit. The coupling device also has a reference device, which is connected to a charging device The furniture drive is especially suited for slatted bed frames and armchairs. | 1. An electromotive furniture drive, comprising: a motor controller; a manual control operably connected to the motor controller; a rechargeable battery unit having at least one rechargeable battery; a mains power supply device arranged for connection to a mains and configured for adjusting movable furniture components relative to each other, said mains power supply device being configured to transform an input voltage on a mains side into at least one low voltage on an output side and including an isolating transformer or a transformer unit for electrical isolation between a mains-bound input side and the output side for operation of the electromotive furniture drive and for charging the at least one rechargeable battery; at least one electric motor configured for operation in opposite directions of rotation; a speed reduction gear arranged downstream of the electric motor; a gear arranged downstream of the speed reduction gear; and a coupling apparatus connecting the rechargeable battery unit to the mains power supply device, said coupling apparatus having a charging device for charging the at least one rechargeable battery of the rechargeable battery unit.
4030 | Quick re-connect diversity radio system for communicating patient data out of a shielded MR room | An RF shielded room ( 14 ) which houses a magnetic resonance scanner ( 12 ) also houses a patient monitor ( 20 ) which includes a plurality of sensors ( 18 ) which collect physiological data about a patient undergoing a magnetic resonance examination. The monitor includes a transmitter ( 46 ) which transmits the physiological data on at least two frequency channels of a broadband frequency spectrum. A communication unit ( 26 ) located outside the RF shielded room includes first and second receivers ( 54, 58 ) which receive the physiological data from the monitor on the first and second frequency channels, respectively. A processor ( 62 ) combines physiological data received by the first and second receivers to. A display ( 32 ) displays the combined physiological data. A switch ( 56 ) switches antenna connections of the receivers ( 54, 58 ) responsive to detection of multipath fade. | 1. A system for communicating physiological data, the system comprising: a plurality of remote medical devices configured to sense physiological data about an associated patient disposed in a radio frequency (RF) shielded room RF shielded by an RF shield; a patient monitor configured to collect the physiological data from the remote medical devices and located within the RF shielded room, the patient monitor including: at least one transmitter which defines a wideband frequency spectrum divided by frequency into at least two frequency channels and which alternately transmits the physiological data alternately on the at least two frequency channels of a broadband frequency spectrum; a first communication unit located outside the RF shielded room, the first communication unit including: a first receiver configured to receive physiological data from the patient monitor on a first of the frequency channels; a second receiver configured to receive physiological data from the patient monitor on a second of the frequency channels; a first processor communicating with the first and second receivers to process physiological data received by the first and second receivers to generate a received physiological data stream; first and second antennas extending from outside the RF shielded room through the RF shield to be disposed at least partially inside the RF shielded room; and a switch configured to switch between a first configuration in which the first antenna feeds the first receiver and the second antenna feeds the second receiver and a second configuration in which the first antenna feeds the second receiver and the second antenna feeds the first receiver; wherein the first processor is further configured to operate the switch responsive to detection of a multipath destructive interference fade condition; and a display which displays the received physiological data stream.
4031 | Transfer of power and data | Apparatus and methods are described, including a method for transmission of power and data during a plurality of consecutive time intervals. During a power-transmission portion of each of the plurality of consecutive time intervals, a power signal, in which no data is encoded, is transmitted. During a power-and-data-transmission portion of each of the plurality of consecutive time intervals, a power-and-data signal, in which is encoded a single bit, is transmitted. The power-and-data signal includes: (a) a high-level power-and-data signal portion, and (b) a low-level power-and-data signal portion. Other applications are also described. | 1. A method for transmission of power and data during a plurality of consecutive time intervals, the method comprising: during a power-transmission portion of each of the plurality of consecutive time intervals, transmitting a power signal in which no data is encoded; during a power-and-data-transmission portion of each of the plurality of consecutive time intervals, transmitting a power-and-data signal in which is encoded a single bit, the power-and-data signal including: (a) a high-level power-and-data signal portion, and (b) a low-level power-and-data signal portion, the high-level power-and-data signal portion being higher than the low-level power-and-data signal portion; and configuring a transmission duty cycle in each of the plurality of consecutive time intervals to be n/(n+1), n being an integer greater than one.
4032 | Channel switching method in a medical body area network | The disclosure of the present invention provides a method for a Medical Body Area Network (MBAN) to control, through a master, the channel switching of an MBAN terminal that uses a channel of a first frequency band in an MBAN system. The method includes: receiving information related to the use of each channel of a second frequency band from an MBAN controller; and transmitting information on a channel of the second frequency band that the MBAN terminal is to switch on the basis of the received information related to the use of each channel of the second frequency band. The first frequency band and the second frequency band are distinguished from each other based on whether the MBAN terminal uses a corresponding frequency band first. | 1. A method for channel switching in a wireless communication system that supports medical body area network (MBAN) services and operates in the 2360 MHz-2400 MHz frequency band, the method comprising: determining, by an MBAN coordinator, whether a primary user is scheduled to use an operating channel that is currently used by an MBAN master device and an MBAN device for communication between the MBAN master device and the MBAN device; and when the first MBAN coordinator determines that the primary user is scheduled to use the operating channel, transmitting, by the MBAN coordinator, first channel switching information to protect the primary user, wherein the first channel switching information is transmitted to the MBAN master device, wherein the first channel switching information includes a first remaining time field and a first channel number field, wherein the first remaining time field includes information on a first time when the channel switching occurs by the MBAN master device, wherein the first time is determined based on a transmission time of the first channel switching information, wherein the first channel number field includes information on a channel to be switched, wherein the channel switching information further includes a first channel switching method field, wherein the first channel switching method field includes information on a frequency band to be switched, wherein the frequency band includes the channel to be switched, wherein the MBAN master device transmits second channel switching information to the MBAN device, wherein the second channel switching information is generated based on the first channel switching information by the MBAN master device, wherein the second channel switching information includes a second remaining time field, a second channel number field, and a second channel switching method field, wherein the second remaining time field includes information on a second time when the channel switching occurs by the MBAN device, wherein the second time reaches 0 based on a transmission time of the second channel switching information, wherein the channel number field includes the information on the channel to be switched, wherein the channel switching method field includes information on the frequency band to be switched, and wherein the second channel switching information is transmitted to the MBAN device based on a broadcast method via a beacon frame by the MBAN master device.
4033 | EUV light source and exposure apparatus | An extreme ultraviolet (EUV) light source is provided. The EUV light source comprises a spray nozzle array having a plurality of spray nozzles configured to spray a plurality of rows of droplets to an irradiating position. The EUV light source also includes a laser source having a first reflective mirror and a second reflective mirror configured to generate a first laser beam and a second laser beam, and to cause the first laser beam and the second laser beam to sequentially bombard the plurality of droplets arriving at the irritating position to generate EUV light with increased output power. Further, the EUV light source includes a light focusing device a light focusing device comprising a first partial focusing mirror and a second partial focusing mirror configured to perform a rotating scanning to collect EUV light and focus the collected EUV light at a central focusing point. | 1. An extreme ultraviolet (EUV) light source, comprising: a spray nozzle array having a plurality of spray nozzles configured to spray a plurality of rows of droplets to an irradiating position; a laser source having a first reflective mirror and a second reflective mirror configured to generate a first laser beam and a second laser beam and cause the first laser beam and the second laser beam to sequentially bombard the plurality of droplets arriving at the irradiating position to generate EUV light with increased output power, and a light focusing device comprising a first partial focusing mirror and a second partial focusing mirror configured to perform a rotating scanning to collect EUV light and focus the collected EUV light at a central focusing point.
4034 | Patient monitoring systems and messages that send alerts to patients only when the patient is awake | A system for is provided for using telemetry data based on patient habit information or patient monitoring. One or more patient monitoring devices has a unique patient ID. The one or more monitoring devices acquire patient information selected from of at least one of, a patient's activities, behaviors and habit information, and patient monitoring. ID circuitry is at the patient monitoring device. The ID circuitry includes ID storage, a communication system that reads and transmits the unique ID from an ID storage, a power source and a pathway system to route signals through the circuitry. An alarm is at the patient monitoring device that provides an alert only when the patient is in a wake-state. A telemetry system is in communication with the patient monitoring device. The telemetry system includes a database of patient ID's. | 1. A system for using telemetry data relative to individual sleep information and sleep behavior information, comprising: a monitoring device that includes a microphone, an RF transmitter and sensors to determine air quality, sound level/quality, light quality and ambient temperature near the individual; an accelerometer configured to detect an individual'ss movement information, the accelerometer and the monitoring device configured to assist to determine the individual sleep information and the sleep behavior information by the recording of one or more sensors is disabled in response to the accelerometer detection of the individual'ss movement information; the microphone configured to record individual movement sounds detected by the accelerometer, the accelerometer configured to cause the microphone to stop recording the individual movement sounds when the individual movement sounds are not directed to a sleep related parameter; ID circuitry at the monitoring device; an alarm at the monitoring device that in operation only provides an alert in response to an individual'ss detected sleep parameter in response to a detection of motion; and a telemetry system in communication with the monitoring device, the telemetry system including a database of ID'ss.
4035 | Patient monitoring systems and messages that send alerts to patients | A system for is provided for using telemetry data based on patient habit information or patient monitoring. One or more patient monitoring devices has a unique patient ID. The one or more monitoring devices acquire patient information selected from of at least one of, a patient's activities, behaviors and habit information, and patient monitoring. ID circuitry is at the patient monitoring device. The ID circuitry includes ID storage, a communication system that reads and transmits the unique ID from an ID storage, a power source and a pathway system to route signals through the circuitry. An alarm is at the patient monitoring device that provides an alert only when the patient is in a wake-state. A telemetry system is in communication with the patient monitoring device. The telemetry system includes a database of patient ID's. | 1. A system for using telemetry data based on a person'ss sleep information, comprising: a person monitoring device with a microphone, an RF transmitter and sensors to determine air quality, sound level/quality, light quality and ambient temperature near the person; an accelerometer configured to detect a person'ss movement information, the accelerometer and the person monitoring device configured to assist to determine the person'ss sleep information and a sleep behavior information of the person, the microphone configured to record person'ss movement sounds detected by the accelerometer, the accelerometer configured to cause the microphone to stop recording the person'ss movement sounds when the movement sounds are not directed to a person'ss detected sleep related parameter; ID circuitry at the person monitoring device or at the accelerometer, the ID circuitry including ID storage, and a communication system that reads and transmits a unique ID from the ID storage, and a pathway system to route signals through the ID circuitry; an alarm at the person monitoring device that in operation only provides an alert in response to the person'ss detected sleep related parameter in response to a detection of motion; a telemetry system in communication with the person monitoring device and the accelerometer in response to the person'ss sleep information or the sleep behavior information from the monitoring device or the accelerometer, the telemetry system including a database of the person'ss sleep information or the sleep behavior information analyzing the telemetry data and creating personalized information about the person.
4036 | Methods and systems for screening and treatment of infants demonstrating deficits in auditory processing | The present invention provides a method and apparatus for screening infants at high risk for central auditory processing deficits and then remediating less efficient processing behaviorally using an adaptive training algorithm that gradually increases sensitivity to rapidly occurring stimuli streams. | 1. A system for screening information processing deficiencies or improving information processing in an infant comprising: a processor operably connected to a sound-emitting device and an input device, wherein the processor is configured to: generate a first sequence of auditory stimuli comprising at least one control stimulus having a plurality of control components and at least one test stimulus having a plurality of test components, wherein the at least one control stimulus differs from the at least one test stimulus by at least one of amplitude, frequency, pitch, and duration, the at least one control stimulus and the at least one test stimulus are administered within about 0.5 seconds to about 3 seconds of each other, and receive from the input device an indication of one or more of the following: an initiation or modification of the first sequence of auditory stimuli, and a reinforcement stimulus in conjunction with the at least one test stimulus; a recorder adapted to register a response of the infant to the at least one test stimulus or the at least one control stimulus, wherein the recorder is operably connected to the input device, wherein the sound emitting device is configured to emit the first sequence of auditory stimuli, wherein the processor is configured to modify a duration of a filled temporal interval or an unfilled temporal interval between the control or test components in the at least one control stimulus or the at least one test stimulus based on the response of the infant.
4037 | System and method for a procedure based graphical interface | Embodiments of the present invention may allow each of the surgical steps of a surgical procedure to be defined and associated with a function of the surgical console using a GUI. The defined surgical procedure can then be saved and later invoked by a user of the surgical console to conduct the surgical procedure. When the saved surgical procedure is invoked representations of the defined surgical steps are displayed to the user using a GUI so the user can conduct the surgical procedure by navigating through the representations of the surgical steps such that when a representation of a surgical step is selected the surgical console is configured according to the functionality associated with that surgical step. | 1. A method for conducting a surgical procedure, comprising: receiving, for a first surgical step, a user-associated functionality and at least one defined parameter; providing a Graphical User Interface (GUI) for a surgical console, wherein the GUI comprises a representation of each of one or more surgical steps of the surgical procedure, each of the surgical steps corresponding to a function of the surgical console; detecting that a representation of the first surgical step of the one or more surgical steps has been selected; and configuring the surgical console according to the user-associated function and at least one defined parameter corresponding to the first surgical step; detecting that a representation of a second surgical step of the one or more surgical steps has been selected; and configuring the surgical console according to the function corresponding to the second surgical step; wherein a user is enabled to navigate through the GUI and interact with the surgical console so as to cause the console to be set up to conduct a multiple step surgical procedure.
4038 | Defibrillator display including CPR depth information | Systems and methods related to the field of cardiac resuscitation, and in particular to devices for assisting rescuers in performing cardio-pulmonary resuscitation (CPR) are described herein. In some aspects, a system and method can include obtaining values for depths of a plurality of the chest compressions and information about a physiological parameter of the person and providing periodic feedback to a user about chest compressions performed by the user based at least in part on the values for the depths of the plurality of the chest compressions and a target compression depth. | 1. A method for providing adaptive Cardiopulmonary Resuscitation (CPR) treatment to a person in need of emergency assistance, the method comprising: obtaining data representing chest compression depth from at least one sensor located on a chest of a person receiving CPR and arranged to move in conjunction with chest compressions performed by a user; providing, at a first rate, periodic feedback to the user about the chest compressions performed by the user based at least in part on data obtained from the at least one sensor and a target compression depth, periodically determining, at a second rate that is slower than the first rate, whether to adjust the target compression depth based at least in part on a trend represented in obtained information about a physiological parameter not based on an ECG signal of the person, upon determining to adjust the target compression depth, providing information to the user about an updated target compression depth and the obtained data representing chest compression depth.
4039 | Catheter and a method for manufacturing a catheter | A balloon catheter comprising a catheter ( 3 ) and a balloon ( 7 ) located at a distal end ( 5 ) of the catheter ( 3 ). A plurality of measuring electrodes ( 12 ) formed on a primary substrate ( 17 ) extend around the catheter ( 3 ) within the balloon ( 7 ). The primary substrate ( 17 ) is formed by a portion of a flexible resilient membrane ( 25 ) which also forms a secondary substrate ( 19 ). The measuring electrodes ( 12 ) are formed on the primary substrate ( 17 ) by first electrically conductive tracks ( 27 ) and second electrically conductive tracks ( 28 ) which are electrically connected to the first electrically conductive tracks ( 27 ) are simultaneously formed on the secondary substrate ( 19 ). The membrane ( 25 ) is coiled to form a roll, and the primary substrate ( 17 ) is also coiled around the rolled secondary substrate ( 19 ). The coiled primary and secondary substrates ( 17,19 ) is urged through a second lumen ( 20 ) in the catheter ( 3 ) from the proximal end ( 4 ) thereof to a radial slot ( 21 ) in the catheter communicating with the second lumen ( 20 ). The primary substrate ( 17 ) is urged through the radial slot ( 20 ) and wrapped around and bonded to the catheter ( 3 ) to form the measuring electrodes ( 12 ) as band electrodes. | 1. A method for manufacturing a catheter, the method comprising: providing a catheter with an elongated lumen extending through the catheter from a proximal end thereof, and a radial opening communicating with the lumen, providing a primary substrate having at least one first electrically conductive element located thereon with the primary substrate extending from an elongated carrier means, wrapping the primary substrate around the carrier means, urging the carrier means with the primary substrate wrapped around the carrier means through the lumen of the catheter from the proximal end thereof until the primary substrate is located adjacent the radial opening, urging the primary substrate through the radial opening, and wrapping the primary substrate around the catheter with the at least one first electrically conductive element exposed exteriorly of the catheter.
4040 | Accessory for an implant | An accessory ( 11 ) for use with an implanted medical device ( 100, 102 ) in a mammal body is intended for use externally to said mammal body and is arranged to wirelessly transmit signals to said implanted medical device ( 100,102 ). Said signals are sent in order to initiate a backup function or a backup system in said implanted medical device. The signals can be sent to initiate said backup function or backup system to override a built in control and/or powering system of the implanted device ( 100, 102 ). Also, the accessory can send said signals as wireless power signals to a receiver ( 102 ) for wirelessly receiving power in said implanted medical device, the signal information regarding the backup function being coded into said power signals. | 1. An internal power source adapted to be implanted in a mammal patient'ss body for supplying power to an implanted medical device in the mammal'ss body, the internal power source comprising a receiver adapted to wirelessly receive power from a first external power source external to the patient'ss body, when and if the implanted medical device is malfunctioning, said receiver comprising: a coil, and a backup system arranged to receive external signals comprising information adapted to initiate a re-start of the mal-functioning medical device, and which trigger the backup system to override one or more other functions for controlling and powering said medical device, to at least achieve some degree of functionality in the malfunctioning implanted medical device, said backup system being arranged to perform an emergency activity, said activity comprising a predetermined activity in the implanted medical device comprising at least one of: running a motor and pumping using a pump, and said backup system being further arranged to use the wirelessly transferred energy for performing said predetermined activity.
4041 | Modular mirror box therapy system for the lower extremity | The disclosed systems and methods provide for a mirror box therapy system as a therapeutic tool for treating patients having one healthy and one unhealthy limb. This can include stroke patients or those whom otherwise have full or partial paralysis. Also suitable patients include amputees with phantom limb pain or those with intact legs whom have unilateral chronic lower extremity pain. The system is designed to be used with patients in the short sit position or long sit position and can be alternated between each position including switching between left side and right side limb treatment. The methods of treatment with the disclosed system are designed to provide for positive visual feedback and induce brain plasticity with the improvement of neural connections leading to pain and/or motor rehabilitation of the impaired limb. | 1. A mirror box, comprising: a) three interconnected panels defining a C-shaped internal space configured to hold a patient'ss unhealthy limb, comprising: i. a rectangular mirror panel having first and second long and short sides; wherein the mirror faces away from the internal space; ii. an opaque long rectangular panel, having first and second long and short sides, wherein the first long side is perpendicularly hinged to the first long side of a mirror frame such that the long rectangular panel can fold toward the mirror panel to be substantially parallel with it; iii. a square or rectangular sliding panel, comprising a sliding side that is 25-75% less than a length of the first and second long sides of the long rectangular panel and is perpendicularly hinged to and configured to slide along the second long side of the mirror frame; such that the sliding panel can fold toward the mirror panel to be substantially parallel with it; and b) an opaque flap that can be releasably attached to the mirror box to block the patient from viewing their unhealthy limb when positioned within the internal space of the mirror box.
4042 | Systems and methods for identifying and disrupting cellular organelles | This invention relates to optomechanical systems and methods for altering, modifying or disrupting a target object. Such systems and methods are used for, for example, ablating the endogenous nucleus in a cell. | 1. A method comprising: (a) directing a target object comprising an organelle to a platform that receives an ablation radiation (b) photosensitizing the organelle to the ablation radiation; (c) generating an image of the target object on the platform; (d) generating an outline of the photosensitized organelle based upon the image; and (e) emitting the ablation radiation toward the specimen to selectively disrupt the photosensitized organelle wherein the emitting comprises at least one of: (i) emitting the ablation radiation based on a shape determined by the organelle outline; (ii) translocating the ablation radiation in a movement pattern determined by the organelle outline; and (iii) maintaining the ablation radiation substantially stationary while translocating the target object in a movement pattern determined by the organelle outline.
4043 | Mobility route optimization | A processor-implemented method, system, and computer program product guides mobility-impaired pedestrians. A processor receives mobile tracking readings from each of multiple mobility assistance devices, and identifies pedestrian routes taken by the mobility assistance devices to a desired destination. The processor identifies multiple routes, each of which has more mobile tracking readings than other pedestrian routes. The processor associates a recurring public event to times during which mobile tracking readings were taken to a first pedestrian route, and associates a lack of the recurring public event to times during which mobile tracking readings were taken to a second pedestrian route. If the recurring public event is currently in progress along the first pedestrian route, then the processor transmits directions that describe the second pedestrian route at which the public event is not occurring. | 1. A processor-implemented method of guiding mobility-impaired pedestrians, the processor-implemented method comprising: a processor receiving a plurality of mobile tracking readings from each of multiple mobility assistance devices, wherein a tracking device is affixed to each of the multiple mobility assistance devices to generate the plurality of mobile tracking readings; the processor identifying a plurality of pedestrian routes taken by the multiple mobility assistance devices to a desired destination, wherein the plurality of pedestrian routes are identified by the plurality of mobile tracking readings generated by tracking devices affixed to the multiple mobility assistance devices; the processor identifying multiple optimal pedestrian routes from the plurality of pedestrian routes, wherein each of said multiple optimal pedestrian routes is identified as having more mobile tracking readings than any other pedestrian routes from the plurality of pedestrian routes; the processor associating a recurring public event to times during which mobile tracking readings were taken for a first optimal pedestrian route from said multiple optimal pedestrian routes; the processor associating a lack of said recurring public event to times during which mobile tracking readings were taken for a second optimal pedestrian route from said multiple optimal pedestrian routes; the processor determining that said recurring public event is presently occurring; the processor, in response to determining that the recurring public event is presently occurring, selecting the second optimal pedestrian route for transmission to a current mobility-impaired pedestrian; and the processor transmitting directions that describe said second optimal pedestrian route, to the desired destination, to the current mobility-impaired pedestrian for traveling to the desired destination.
4044 | Filter simulation system | A filter simulation system that includes a simulation filter ( 11 ) with a sensor ( 13 ) such that the volume of air passing through the filter can be determined. There is also a control means ( 16 ) with stored data relating to level of protection the simulation filter provides against a simulated toxic substance. In this way the filter simulation system can determine whether a correct simulation filter has been selected by a user and whether or not that filter has expired, in which case a dead or incapacitated result can be indicated. In the event of expiry a simulation end of life service indicator (ELSI 22 ) may be activated. | 1. A filter simulation system including: a simulation filter; a sensor; a processor for determining the volume of air passing through the filter as detected by the sensor; a controller with stored data relating to the level of protection the simulation filter provides against a simulated toxic substance; wherein the concentration of simulated toxic substance within the volume of air calculated by the processor is comparable to the stored data in the controller for determining whether the simulation filter has ceased to be effective and, if the controller determines that the simulation filter has ceased to be effective, then the user is able to be indicated as dead or incapacitated.
4045 | X-ray inspection device | Provided is an X-ray inspection device having a pair of conveyor frames that is disposed symmetrically with respect to a center line as an axis along a substrate conveying direction, and clamps a printed substrate in a substrate width direction. A substrate conveying mechanism conveys in an X axis direction the printed substrate supported by the conveyor frames. A distance adjustment mechanism drives the pair of conveyor frames so that the conveyor frames approach or depart from each other in the Y axis direction, thereby adjusting the width dimension of a printed substrate that can be conveyed by the substrate conveying mechanism disposed on each of the conveyor frames. | 1. An X-ray inspection device that is used on a conveyance path for conveying a printed substrate in a predetermined substrate conveying direction, comprising: a substrate table configured to hold the printed substrate; an X-ray source configured to irradiate X-rays onto the printed substrate held on the substrate table; an X-ray camera unit facing the X-ray source across the substrate table, the X-ray camera unit includes an X-ray camera that captures an X-ray image of the printed substrate held on the substrate table, the X-ray camera unit enabling the X-ray camera to move along a plane relative to the X-ray source so as to execute an oblique view capturing taken by diagonally capturing an essential inspection area, upon irradiating X-rays at a predetermined elevation angle onto the substrate; a frame forming a main body of the substrate table, the frame having an opening to transmit X-rays; a pair of conveyor frames configured to clamp the printed substrate with respect to a substrate width direction which is orthogonal to the substrate conveying direction in a horizontal plane; a pair of substrate conveyors, each substrate conveyor being disposed on a respective pair of the conveyor frames, the pair of substrate conveyors forming a substrate conveying mechanism configured to convey a printed substrate supported by the pair of conveyor frames in the substrate conveying direction; a distance adjustment mechanism configured to drive the pair of conveyor frames so that each of the pair of conveyor frames approaches or departs from each other in the substrate width direction, thereby adjusting a width dimension for allowing a printed substrate to be conveyed by the substrate conveying mechanism; a movable frame being disposed on a lower surface of the frame; and a table driving mechanism including the movable frame, the table driving mechanism being configured to drive the substrate table via the movable frame in a horizontal direction that is orthogonal to the substrate conveying direction, wherein the distance adjustment mechanism is configured to drive the pair of conveyor frames such that the conveyor frames equally approach or depart from each other, the pair of conveyor frames is disposed on the frame symmetrically with respect to a center axis of the opening along the substrate conveying direction, and the movable frame has a frame structure of which a center is open similarly to the frame, and each of the pair of conveyor frames has a facing edge that the conveyor frame faces in the substrate width direction, and a bevel, which inclines such that a downstream side in an X-ray irradiation direction of the X-ray irradiation unit is wider, and is formed on the facing edge.
4046 | Method and device for audio recording | An acquisition system includes a processor and one or more sensors coupled to the processor, where the one or more sensors monitor within an ear canal one or more of acceleration, blood oxygen saturation, blood pressure or heart-rate configured to monitor a biological state or a physical motion or both. The processor can be configured to analyze a portion of the biological state or the physical motion. Other embodiments are disclosed. | 1. An acquisition system comprising: a processor; one or more sensors operatively coupled to the processor, wherein the one or more sensors acquire with a probe at the ear, on the ear or within an ear canal, one or more of acceleration, blood oxygen saturation, blood pressure or heart-rate, the one or more sensors configured to monitor a biological state or a physical motion or both for an event, the processor configured to analyze a portion of the biological state or the physical motion; and wherein the event is a delection of a discrepancy when compared with a set of reference data by the one of more sensors that monitor the physical motion or the biological state.
4047 | Image capture and identification system and process | A digital image of the object is captured and the object is recognized from plurality of objects in a database. An information address corresponding to the object is then used to access information and initiate communication pertinent to the object. | 1. A method for processing a video stream, comprising: analyzing, via a mobile device, a scene represented by the video stream for at least one object; deriving at least one characteristic of the video stream; recognizing the at least one object in the scene as a target object based at least in part on the at least one characteristic of the video stream; providing an indication upon recognizing the at least one object as the target object; and presenting to a user, via an address, content information associated with the target object.
4048 | Distributed multi-nodal operant conditioning system and method | A multi-nodal distributed operant conditioning system and method consisting of a user node and one or more networked subject nodes. A user audience at a user node engages in operant conditioning with a subject at a networked subject node by observing real time image data of the subject and effecting operant conditioning signals to the subject in response to operantly offered behaviors by the subject. The multi-nodal, distributed nature of the embodiments provides for uses by a user audience in educational, entertainment, or therapeutic behavioral modification settings. | 1. A distributed operant conditioning system for interactive uses by a user audience such as in educational, entertainment, and therapeutic behavioral modification settings, comprising: (a) a user node input network link configured to receive real time image data from a subject node; wherein a subject at the subject node has associated a conditioned reinforcer with a primary reinforcer; (b) a display, operatively connected to the user node input network link, the display configured to present image data of the subject to a user audience; (c) a user interface configured to receive user input and effectuate a predefined operant conditioning signal responsive to the user input; wherein the user input is responsive to an observation by the user audience in the real time image data of operantly emitted behaviors of the subject trending towards a predefined behavior; wherein the operant conditioning signal is a conditioned reinforcer; and (d) a user node output network link, operatively connected with the user interface, configured to transmit the operant conditioning signal to the subject node.
4049 | Method and apparatus for generating laser | Disclosed herein is an apparatus for generating a laser. The apparatus includes, on an upper surface of a PCB, a display unit ( 50 ) which displays a charge state and an intensity of laser, a switch unit ( 60 ) which control power, the intensity of the laser and the emission of the laser, a safety unit ( 80 ) which includes contact point parts, and a control unit ( 70 ). The apparatus includes, on a rear surface of the PCB, a reflector ( 10 ) which has first and second spaces, a xenon tube ( 12 ) which emits light, a crystal rod ( 11 ) which amplifies the light to generate a laser, a focusing lens ( 15 ) which focuses the laser and forms a focus, a focusing lens installation part ( 13 ), a capacitor ( 20 ) which applies voltage to the xenon tube, a drive unit ( 90 ) which charges the capacitor, and a battery ( 30 ) which supplies power to the drive unit. | 1. An apparatus for generating a laser, comprising: on an upper surface of a printed circuit board, a display unit displaying a battery charge state and an intensity of a laser; a switch unit provided to turn power on/off, adjust the intensity of the laser and control emission of the laser; a safety unit comprising first through third contact point parts, wherein the first through third contact point parts respectively contact a body surface as a precondition for generating the laser; and a control unit controlling the drive unit and the display unit, and on a lower surface of the printed circuit board, a reflector having a first space and a second space therein; a xenon tube emitting light in the first space; a crystal rod amplifying the light in the second space and generating a laser; a focusing lens focusing the laser and forming a focus; a focusing lens installation part in which the focusing lens is installed; a capacitor applying voltage to the xenon tube; a drive unit charging the capacitor; and a battery supplying power to the drive unit.
4050 | High power femtosecond laser with variable repetition rate | Designs and techniques for constructing and operating femtosecond pulse lasers are provided. One example of a laser engine includes an oscillator that generates and outputs a beam of femtosecond seed pulses, a stretcher-compressor that stretches a duration of the seed pulses, and an amplifier that receives the stretched seed pulses, amplifies an amplitude of selected stretched seed pulses to create amplified stretched pulses, and outputs a laser beam of amplified stretched pulses back to the stretcher-compressor that compresses their duration and outputs a laser beam of femtosecond pulses. The amplifier includes a dispersion controller that compensates a dispersion of the amplified stretched pulses, making the repetition rate of the laser adjustable between procedures or according to the speed of scanning. The laser engine can be compact with a total optical path of less than 500 meters, and have a low number of optical elements, e.g. less than 50. | 1. A method of scanning with a laser system, the method comprising: generating femtosecond seed pulses by an oscillator; stretching a duration of the seed pulses by a stretcher; amplifying stretched seed pulses by an amplifier into laser pulses; compensating a group delay dispersion of the laser pulses in the range of 5,000-20,000 fs2with a dispersion compensator between end-mirrors of the amplifier; outputting the laser pulses from the amplifier by an electro-optical modulator at a first repetition rate; compressing a duration of the laser pulses to the range of 1-1,000 fs by a compressor; focusing the laser pulses to a focus spot in a first target region with a scanning laser delivery system; scanning the focus spot with the first repetition rate in the first target region with the scanning laser delivery system; changing the first repetition rate to a second repetition rate with a repetition-rate controller; and scanning the focus spot with the second repetition rate in a second target region with the scanning laser delivery system.
4051 | Alignment system and extreme ultraviolet light generation system | An alignment system for a laser apparatus includes a guide laser device outputting a guide laser beam, an adjusting mechanism adjusting travel directions of the guide laser beam and a laser beam from the laser apparatus, a beam path combiner controlling travel directions of the laser beam and the guide laser beam to substantially coincide with each other, a first optical detection unit provided from the beam path combiner detecting the laser and guide laser beams, a first controller controlling the adjusting mechanism based on a first optical detection unit detection result, a beam steering unit downstream from the beam path combiner controlling travel directions of the laser and guide laser beams, a second optical detection unit downstream from the beam steering unit detecting the guide laser beam, and a second controller controlling the beam steering unit based on a second optical detection unit detection result. | 1. An alignment system for use with a laser apparatus, comprising: a guide laser device configured to output a guide laser beam; an adjusting mechanism configured to adjust a travel direction of at least one of the guide laser beam and a laser beam from the laser apparatus; a beam path combiner configured to control a travel direction of the laser beam and a travel direction of the guide laser beam to substantially coincide with each other; a first optical detection unit provided downstream from the beam path combiner and configured to detect the laser beam and the guide laser beam; a first controller configured to control the adjusting mechanism based on a detection result of the first optical detection unit; a beam steering unit provided downstream from the beam path combiner and configured to control travel directions of the laser beam and the guide laser beam; a second optical detection unit provided downstream from the beam steering unit and configured to detect at least the guide laser beam; and a second controller configured to control the beam steering unit based on a detection result of the second optical detection unit, wherein the beam steering unit includes: a hollow optical pipe provided downstream from the beam path combiner and upstream from the second optical detection unit; a first optical element provided inside the hollow optical pipe and configured to control travel directions of the laser beam and the guide laser beam; a second optical element provided inside the hollow optical pipe and configured to control travel directions of the laser beam and the guide laser beam; a first actuator unit configured to adjust the position and posture of the first optical element; and a second actuator unit configured to adjust the position and posture of the second optical element.
4052 | Apparatus for generating a voltage surge from low voltage batteries that are charged in parallel and discharged in series | Apparatus for generating a voltage surge which can be in the form of a voltage pulse. More specifically, the invention is an apparatus in which low voltage sources charge in parallel and discharge in series to generate a voltage sufficient to drive devices such as, but not limited to, a solenoid. The low voltage sources can be rechargeable batteries such as, but not limited to, 1.5 V or 9 V batteries or a combination of different voltage rechargeable batteries. The apparatus comprises one or more modules in which a battery is directed to charge in parallel but discharge in series. The switch-over from charging to discharging is by means of transistors in each module that cause the modules to discharge in unison thereby creating a voltage surge which can be in the form of a voltage pulse. | 1. A circuit for generating a voltage surge from two or more low voltage sources, comprising: a non-module battery; a plurality of modules, each module comprising at least one module battery and one respective module circuit, wherein the module circuit is configured to accept control inputs to put the module battery in either a charging state or a discharging state by closing or opening, respectively, a path to ground from the negative terminal of the module battery, and wherein the module circuit does not affect a path to ground from the negative terminal of the non-module battery, and further wherein the plurality of modules and non-module battery are arranged to receive a charging current in parallel, and are further arranged to discharge a discharging current in series upon operation of the respective circuits; a controller configured to generate a control signal to operate the respective plurality of circuits to switch the non-module battery and plurality of module batteries between a charging state in which charging current is received in parallel, and a discharging state in which discharging current is provided in series; and an output configured to provide the discharging current, and wherein each of the respective module circuits comprise— a module circuit input connected to a first end of a first resistor, a first diode attached at an anode end to a source of charging current and at a cathode end to a positive terminal of the module battery, a first transistor comprising a first transistor gate connected to the control signal, a first transistor source connected to ground, and a first transistor drain connected to a second end of the first resistor, a second transistor comprising a second transistor gate connected to the second end of the first resistor and the first transistor drain, a second transistor source connected to ground, and a second transistor drain connected to a negative terminal of the module battery, a third transistor comprising a third transistor gate connected to the second end of the first resistor and the first transistor drain, a third transistor source connected to the module circuit input, and a third transistor drain connected to both the second transistor drain and negative terminal of the module battery, and a module circuit output connected to the cathode end of the first diode and positive terminal of the module battery.
4053 | Communication system and communication apparatus | A communication system includes: an interrogator transmitting an interrogation signal while switching a carrier-wave frequency and receiving a response signal; and a plurality of responders each having a unique resonant frequency and returning the response signal in response to the interrogation signal with the own resonant frequency. | 1. A communication system comprising: an interrogator that: switches a carrier wave frequency of a non-modulated interrogation signal among a plurality of carrier wave frequencies for transmission of the non-modulated interrogation signal; and transmits the non-modulated interrogation signal in each of the plurality of carrier wave frequencies and receives a response signal in response to the transmitted non-modulated interrogation signal; and a plurality of responders each having a unique resonant frequency corresponding to one of the plurality of carrier wave frequencies, wherein each of the plurality of responders that is tuned to a corresponding switched carrier-wave frequency communicates the response signal to the interrogator in response to the transmitted non-modulated interrogation signal, wherein the interrogator performs switching of the carrier wave frequency based on a decision that information of the response signal is completely acquired from one of the plurality of responders, and wherein the plurality of responders comprise a clock generation circuit generating, from the non-modulated interrogation signal, a clock for a digital operation of the plurality of responders or another circuit, wherein the clock is generated by setting the average value of the non-modulated interrogation signal as a threshold and digitizing the non-modulated interrogation signal.
4054 | Electronic circuit and method for transmitting an ASK signal | An electronic circuit for transmitting an ASK signal, wherein the ASK signal transmits data and energy between a first side having a first interface, and a second side having a second interface corresponding to the first interface. The first interface and the second interface are embodied for transmitting data and energy, and the first interface and the second interface are embodied as galvanically separated interfaces, comprising a converting apparatus for transforming data, especially a digital data signal, into an analog wanted signal; a carrier source for producing a carrier signal having a carrier frequency; a resonator circuit for merging the carrier signal with the wanted signal to form the ASK signal with an amplitude. The resonator circuit is so embodied that it is excited by the carrier signal to execute periodic oscillations, wherein the ASK signal includes the wanted signal and the periodic oscillations, and wherein essentially the wanted signal determines the amplitude of the ASK signal. A measurement circuit for measuring the power of the ASK signal; and a data processing unit, which is so embodied that it controls the transmission of the ASK signal, wherein the controlled variable is the measured power of the ASK signal, and wherein the manipulated variable is the carrier frequency. The invention relates further to a method. | 1. An electronic circuit for transmitting an ASK-signal, wherein the ASK-signal transmits data and energy between a first side having a first interface, and a second side having a second interface corresponding to the first interface, of a measuring device, said first interface and said second interface transmit data and energy, and said first interface and said second interface are galvanically separated interfaces, comprising: a converting apparatus for transforming a digital data signal including the data into an analog useful signal; a carrier source for producing a carrier signal having a carrier frequency; a resonator circuit for merging the carrier signal with the useful signal to form the ASK-signal with an amplitude, wherein the useful signal determines the amplitude of the ASK-signal; a measurement circuit for measuring the power of the ASK-signal, wherein said power corresponds to said energy to be transmitted; and a data processing unit, which controls the carrier frequency of the carrier signal, wherein a controlled variable is the measured power of the ASK-signal, and a manipulated variable is the carrier frequency, whereby the data processing unit controls the transmission of the ASK-signal, wherein: said resonator circuit is excited to execute periodic oscillations by the carrier signal; and the ASK-signal includes the useful signal and the periodic oscillations.
4055 | Sidetone management in an adaptive noise canceling (ANC) system including secondary path modeling | A wireless telephone includes an adaptive noise canceling (ANC) circuit that adaptively generates an anti-noise signal from a reference microphone signal and injects the anti-noise signal into the speaker or other transducer output to cause cancellation of ambient audio sounds. An error microphone is also provided proximate the speaker to provide an error signal indicative of the effectiveness of the noise cancellation. A secondary path estimating adaptive filter is used to estimate the electro-acoustical path from the noise canceling circuit through the transducer so that source audio can be removed from the error signal. Sidetone is injected into the transducer output, but is not provided to the coefficient control of the secondary path estimating adaptive filter, so that the ambient noise present in the near-end speech microphone signal, and thus present in the sidetone information, does not destabilize the ANC circuit or otherwise cause improper generation of the anti-noise signal. | 1. A wireless telephone, comprising: a housing; a transducer mounted on the housing for reproducing an audio signal including combined downlink audio and sidetone for playback to a listener and an anti-noise signal for countering the effects of ambient audio sounds in an acoustic output of the transducer; a reference microphone mounted on the housing for providing a reference microphone signal indicative of the ambient audio sounds; an error microphone mounted on the housing in proximity to the transducer for providing an error microphone signal indicative of the acoustic output of the transducer and the ambient audio sounds at the transducer; a near-speech microphone mounted on the housing for providing a near-speech microphone signal indicative of speech of the listener and the ambient audio sounds; and a processing circuit that generates the anti-noise signal from the reference microphone signal to reduce the presence of the ambient audio sounds heard by the listener in conformity with an error signal and the reference microphone signal, wherein the processing circuit generates sidetone from a portion of the near-speech microphone signal, wherein the processing circuit combines the downlink audio with the sidetone, wherein the processing circuit implements a secondary path adaptive filter having a secondary path response that shapes the combined downlink audio and sidetone and a combiner that removes an output of the secondary path adaptive filter from the error microphone signal to provide the error signal, wherein the secondary path adaptive filter is controlled by a secondary path coefficient controller that compares the error signal with the downlink audio and adapts to minimize components of the downlink audio present in the error signal but does not minimize components of the sidetone, so that the anti-noise signal is not affected by the ambient audio sounds present in the near-speech microphone signal.
4056 | Cellscope apparatus and methods for imaging | An improved system and methods for enhancing the imaging of cameras included with wireless mobile devices, such as cellular phone or tablets. The imaging system includes a releasable optical attachment for imaging skin surfaces and cavities of the body. The releasable optical attachment comprises optical enhancement elements such as magnifying lenses, illumination diverting elements, and filters. Images can be viewed and analyzed on the mobile device, or transmitted to another location/device for analysis by a person or software. The results can be used to provide diagnosis, or for a variety of other applications including image comparison over time and product recommendations. | 1. A modular imaging apparatus for a portable wireless device having a built-in camera, the apparatus comprising: a modular base member configured to be removably coupled to the portable wireless device having the built-in camera and an illumination source; and a releasable optical assembly, the releasable optical assembly comprising: a housing; the housing comprising an attachment surface for releasably coupling the releasable optical assembly to the modular base member, and an optical tube having a central aperture, wherein the optical tube is attached to the housing such that the central aperture is aligned with the optical path when the releasable optical assembly is attached to the portable wireless device, the optical tube having a free end extending away from the housing and built-in-camera; and an optical transmission element; wherein the optical transmission element is configured to modify the image taken by the built-in camera of the portable wireless device; wherein the optical transmission element comprises a first optical transmission element that comprises a lens configured to magnify the image and a second optical transmission element that comprises a bundle of optical fiber that is configured to alter an illumination path of the image to enhance illumination of the image, the bundle of optical fibers extending from a location at or near the illumination source to the optical tube and axially along the optical tube toward the free end of the tube to form a coaxial layer at least partially surrounding the optical tube, wherein the optical fibers are configured to propagate light from the illumination source in the direction of the free end of the optical tube; and wherein the housing is configured to house the lens in an alignment within an optical path of the built-in camera through an imaging port in the modular base, and to house the optical fiber in an alignment within the illumination path of the illumination source through an optical port in the modular base.
4057 | Methods and systems of an adjustable bed | A method includes providing an adjustable bed frame including an articulating portion, a data port that transceives Internet Protocol traffic, a touch screen interface, and a controller; coupling a remote-controllable air purification device to the controller in a communicating relationship through the data port; coupling a wireless remote control device to the controller in a communicating relationship; and controlling at least one of the articulating portion and the remote-controllable air purification device with the controller, wherein the controller is configured to: interchangeably receive a command from either the touch screen interface of the adjustable bed frame or the wireless remote control device, determine whether the command provides control of the articulating portion or the remote-controllable air purification device, and transmit a first control signal to the articulating portion when the command provides control of the articulating portion, and transmit a second control signal to the remote-controllable air purification device as a data packet through the data port when the command provides control of the remote-controllable air purification device. | 1. A method comprising: providing an adjustable bed frame including an articulating portion, a data port, a wireless remote control device having a touch screen interface, and an adjustable bed control system with a control box; linking the wireless remote control device to the adjustable bed control system in a communicating relationship; receiving at the wireless remote control device a notification of an available software upgrade for the adjustable bed control system; and sending a reply to the notification from the wireless remote control device, instructing that the software update will be downloaded to the adjustable bed control system, wherein the software is employed to control the adjustable bed frame, the control box being configured to periodically check for the available software upgrade, in response to the available software upgrade being present, the control box is configured to notify the wireless remote control device, and the wireless control device being configured to prompt a user on whether accept or deny the available software upgrade.
4058 | Apparatus and method for processing signal | An apparatus and a method for processing signal are provided. The signal processing apparatus comprises an input interface and a processing unit. The input interface receives smoothing parameters and a to-be-separated signal. The processing unit establishes an upper extreme envelope and a lower extreme envelope of the to-be-separated signal, and calculates a mean envelope between the upper extreme envelope and the lower extreme envelope. The processing unit performs smoothing according to the smoothing parameters and the mean envelope to generate a smoothed mean envelope, and determines a trend component or a non-trend component according to the smoothed mean envelope. | 1. A signal processing method, comprising: receiving smoothing parameters and a to-be-separated signal, wherein the to-be-separated signal is generated according to a physiological signal, and the smoothing parameters are adjusted according to the physiological signal; establishing an upper extreme envelope and a lower extreme envelope of the to-be-separated signal, wherein the upper extreme envelope and the lower extreme envelope respectively represent every local maxima and every local minima of the to-be-separated signal; calculating a mean envelope between the upper extreme envelope and the lower extreme envelope; performing smoothing according to the smoothing parameters and the mean envelope to generate a smoothed mean envelope; determining a trend component or a non-trend component of the to-be-separated signal according to the smoothed mean envelope, wherein the trend component represents tendency of the to-be-separated signal, and the non-trend component of the to-be-separated signal represents fluctuation on the trend component; and using the trend component to represent a physiological signal of a patient representative of a health aspect of the patient.
4059 | Biometric apparatus and method for touch-sensitive devices | A touch sensor is configured to sense a contact event occurring between a body part of a user and the touch sensor. The touch sensor is configured to produce contact data in response to the sensed contact event. A processor is coupled to the touch sensor and memory. The processor is configured to store in the memory a sequence of data frames each comprising contact data associated with a different portion of the user's body part. The processor is further configured to generate biometric signature data using the sequence of data frames. | 1. A processor-implemented method, comprising: sensing a contact event occurring between a body part of a user and a touch sensor; storing in a memory, for the contact event, a sequence of data frames, each of the data frames comprising a three-dimensional data set comprising two-dimensional contact data and a time-dependent reference associated with a contact pattern that evolves over time during contact between different portions of the user'ss body part and the touch sensor; measuring pressure exerted at different locations of the touch sensor by the user'ss body part during the contact event; and generating, by a processor, biometric signature data using the three-dimensional data sets of the sequence of data frames and the measured pressure.
4060 | Ketone measurement system capable of validating measurements against behavioral rules | Systems and related methods are provided for measuring a ketone in the fluid of a patient or other user. The systems include a portable measurement device for analyzing a plurality of fluid samples and for generating a corresponding plurality of ketone measurement results. The systems also include an electronic or communications device, for example, such as a cell phone or smartphone, configured to communicate with the measurement device. The system further includes a software application. The systems and related methods according to one aspect provide reminders, preferably interactive reminders that facilitate user compliance with a weight management or diabetic ketoacidosis (DKA) monitoring or prevention program. The systems and related methods according to another aspect incorporate ketone tags and/or trigger points to improve accuracy of results and to advance user compliance. | 1. A system for measuring a ketone in breath of a user, the system comprising: a portable ketone measurement device configured to analyze breath samples of a user and generate ketone measurements based on the breath samples, the portable ketone measurement device comprising a breath input port that fluidly couples a breath input device to a ketone sensor, and additionally comprising a wireless transceiver that enables the portable ketone measurement device to communicate wirelessly with a mobile communications device of the user; and a mobile application that, when executed on the mobile communications device, directs the mobile communications device to at least: receive, via a wireless link, a ketone measurement generated by the portable ketone measurement device based on a breath sample of the user; determine, based at least partly on a time associated with the ketone measurement, whether the ketone measurement complies with a rule set of one or more rules, the rule set specifying at least a daily time window during which ketone measurements are permitted; and display an indication of whether the ketone measurement complies with the rule set.
4061 | Diet and calories measurements and control | The present invention depicts systems and methods for utilizing sensors and other means that are able to track a User, and grasp his pattern of food intake (e.g., the volume, Calories, content, and other attributes of food entities), Calories outtake, and online network capabilities for tracking the balance of User Calories and other nutritional attributes. | 1. A method for non-invasive monitoring food intake comprising: at least one means for user identification; at least one means for identification of a food type providing at least one nutritional information item pertaining to the food type; at least one means for consumption analysis providing at least one of volume and weight the at least one food type that has been consumed by the user, and wherein the at least one means for consumption analysis is at least partially based on counting a number and length of time of bite chewing of food intake by the user and an estimation of a volume of each bite of a food intake by using the user identification and a food type and the length of time of bite chewing.
4062 | Device and method for authorizing the operation of a medical apparatus using a portable identification device carried by an operator | Treatment system for a patient, preferably for performing a dialysis treatment, including a medical apparatus, preferably a dialysis apparatus, having a communication device which is configured to emit a wireless interrogation signal and receive a wireless identification signal, and an identification device which can be carried by an operator to identify the operator. The identification device is preferably embodied as a watch and is configured to send a wireless identification signal to the medical apparatus to confirm the identity of the operator and that the operator is authorized to operate the medical apparatus to which the signal has been sent. | 1. A treatment system for a patient for performing a dialysis treatment comprising: a dialysis apparatus having a communication device which is configured to emit a wireless interrogation signal and receive a wireless identification signal; and an identification device that can be carried by an operator, said identification device configured to send a wireless identification signal to the dialysis apparatus, to emit an identification signal at least one of periodically and after reception of an interrogation signal from the communication device of the dialysis apparatus, and to receive and display information sent by the communication device, wherein the communication device is configured to verify whether the identification signal belongs to a member of the maintenance staff and, when the identification signal is an identification signal of a member of the maintenance staff and when a need for maintenance of the dialysis apparatus has been determined, to send at least one of a suitable alarm and suitable information to the identification device of the maintenance staff member regarding the need for maintenance, said maintenance staff member, in response to said at least one of an alarm and information, then acting to do at least one of determine what maintenance of the dialysis apparatus is required, and perform the required maintenance.
4063 | Follicular extraction method and device | A method and device for the extraction of follicular units from a donor area on a patient. The method includes scoring the outer skin layers with a sharp punch, and then inserting a blunt punch into the incision to separate the hair follicle from the surrounding tissue and fatty layer. The method and device will significantly decrease the amount of follicular transection and increase the rate at which follicular units can be extracted. | 1. A device for extraction of a follicular unit from a donor area, comprising: (a) a sharp scoring punch having a sharp cutting edge; (b) a blunt dissecting punch that is less sharp than said sharp scoring punch, said blunt dissecting punch comprising a dissecting distal tip and a lumen at said dissecting distal tip, wherein said dissecting distal tip is sized and configured to fit and be advanced through an incision formed by said sharp scoring punch and be sufficiently sharp to further penetrate and dissect tissue below the entire incision formed by the sharp scoring punch to separate fibrous attachments surrounding the follicular unit; and (c) a mechanism configured to limit a depth of insertion of said sharp scoring punch to not greater than about 1.5 mm, wherein said sharp scoring punch is disposed within said lumen of said blunt dissecting punch.
4064 | Trigger lockout mechanism | A medical instrument includes a housing, an RF generation circuit activation button coupled to an activation button lever supported by the housing. The activation button lever includes a top surface, the activation button lever rotatable about an activation button pivot point. A cutting blade is operably coupled to a sheath. A control lever is supported by the housing and pivotally coupled to a trigger lever including a projection to engage the top surface of the activation button lever and to control the actuation of the cutting blade by actuating the sheath in a distal direction by rotatably moving the control lever proximally about a trigger pivot point. The top surface of the activation button lever and the projection of the trigger lever remain engaged to prevent actuation of the cutting blade until the activation button is fully rotatably moved proximally about the activation button pivot. | 1. A medical instrument, comprising: a housing; at least one electrical contact; a radio frequency (RF) generation circuit configured to be operated by a battery and operable to generate an RF drive signal and to provide the RF drive signal to the at least one electrical contact; an activation button coupled to an activation button lever supported by the housing, the activation button controls the activation of the RF generation circuit to apply the RF drive signal to the at least one electrical contact, the activation button lever comprising a top surface, the activation button lever rotatable about an activation button pivot point; a cutting blade operably coupled to a sheath; and a control lever supported by the housing and pivotally coupled to a trigger lever comprising a projection to engage the top surface of the activation button lever, the control lever is operable to control the actuation of the cutting blade by actuating the sheath in a distal direction when the control lever is rotatably moved proximally about a trigger pivot point; wherein the top surface of the activation button lever and the projection of the trigger lever remain engaged to prevent actuation of the cutting blade until the activation button is fully rotatably moved proximally about the activation button pivot to activate the RF generation circuit such that the cutting blade is locked out until the RF generation circuit is activated.
4065 | Therapeutic integrator apparatus | A therapeutic integrator for use with children, toddlers and infants. The integrator includes a frame, and an expandable fabric top disposed at the top of the frame. The fabric top includes a fabric base and a fabric top supplement. | 1. A therapeutic integrator apparatus for sensory motor therapy for infant and toddler patients, comprising a frame and a flexible, expandable top connected to the frame, the top including (i) a bed member constructed of flexible expandable fabric which is strong, exhibits four way stretch, and has shape retention, the bed being connected to the frame along its periphery, and (ii) at least one supplemental top member constructed of flexible expandable fabric which is strong, exhibits four way stretch, and has shape retention, the at least one supplemental top member being disposed on top of the bed member and being connected to the frame at corner areas, the bed member and the at least one supplemental top member being constructed of elastane synthetic fabric, whereby in use the infant or toddler patient sinks into the top, maintains contact with the top, and experiences resistance to movement on the top.
4066 | Method of making a flexible circuit electrode array | A flexible circuit electrode array with more than one layer of metal traces comprising: a polymer base layer; more than one layer of metal traces, separated by polymer layers, deposited on said polymer base layer, including electrodes suitable to stimulate neural tissue; and a polymer top layer deposited on said polymer base layer and said metal traces. Polymer materials are useful as electrode array bodies for neural stimulation. They are particularly useful for retinal stimulation to create artificial vision, cochlear stimulation to create artificial hearing, or cortical stimulation many purposes. The pressure applied against the retina, or other neural tissue, by an electrode array is critical. Too little pressure causes increased electrical resistance, along with electric field dispersion. Too much pressure may block blood flow. | 1. A method of making a flexible circuit electrode array comprising: providing a substrate; depositing a polymer base layer on the substrate; depositing a first metal layer on said polymer base layer; patterning said first metal to form first metal traces, electrodes and bond pads; depositing a polymer interlayer on said polymer base layer and said first metal traces, electrodes and bond pads; patterning said polymer interlayer to provide vias; depositing a second metal layer on said polymer interlayer filling said vias; patterning said second metal layer to form second metal traces, electrodes and bond pads; depositing a polymer top layer on said polymer interlayer and said second metal traces, electrodes and bond pads; patterning said polymer top layer to provide openings for exposing the second electrodes and bond pads, thus forming a flexible circuit electrode array; removing said flexible circuit from the substrate; and embedding a portion of the flexible circuit electrode array including electrodes in an curved body having a generally convex curved surface in the plane of a retina, the curved body curved to conform to a spherical curvature of the retina.
4067 | Implantable flexible circuit leads and methods of use | Devices, systems and methods are provided for stimulation of tissues and structures within a body of a patient. In particular, implantable leads are provided which are comprised of a flexible circuit. Typically, the flexible circuit includes an array of conductors bonded to a thin dielectric film. Example dielectric films include polyimide, polyvinylidene fluoride (PVDF) or other biocompatible materials to name a few. Such leads are particularly suitable for stimulation of the spinal anatomy, more particularly suitable for stimulation of specific nerve anatomies, such as the dorsal root (optionally including the dorsal root ganglion). | 1. A system for stimulating a dorsal root ganglion, comprising: a first elongate flexible implantable dielectric structure having a first proximal end and a first distal end, wherein the first distal end has a first elongate inner surface having a first electrode disposed thereon; and a second elongate flexible implantable dielectric structure having a second proximal end and a second distal end, wherein the second distal end has a second elongate inner surface having a second electrode disposed thereon, wherein the first and second proximal ends are configured to join along a central longitudinal axis so that the first and second elongate inner surfaces are configured to extend lengthwise along the central longitudinal axis and so that in use stimulating a dorsal root ganglion the first and second electrodes are configured for placement at least partially within a vertebral foramen containing the dorsal root ganglion to direct stimulation energy toward the central longitudinal axis, and wherein at least one of the first and second distal ends are configured to move away from the central longitudinal axis while the first and second proximal ends are joined so as to allow the dorsal root ganglion to be positioned at least partially between the first and second distal ends to receive the stimulation energy that is directed by the first and second electrodes toward the central longitudinal axis.
4068 | Action detection and activity classification | Activities, actions and events during user performance of physical activity may be detected using various algorithms and templates. Templates may include an arrangement of one or more states that may identify particular event types and timing between events. Templates may be specific to a particular type of activity (e.g., types of sports, drills, events, etc.), user, terrain, time of day and the like. | 1. A computer-implemented method comprising: receiving, by an activity processing system, a type of athletic activity to be performed; identifying, by the activity processing system, a sensor subscription associated with the type of athletic activity to be performed; transmitting, from the activity processing system and to a sensor system having one or more sensors, the identified sensor subscription; receiving, from one or more sensors and by the sensor system, raw sensor data; identifying, by the sensor system and from the raw sensor data, a plurality of events detected from one or more sensor signal streams during performance of the athletic activity by a user; responsive to identifying the plurality of events, transmitting from the sensor system to the activity processing system, the sensor data, transmitting the sensor data including controlling, by the sensor system, at least one of an amount of data and a type of data based on the sensor subscription; analyzing, by the activity processing system, the received sensor data to evaluate the plurality of events against one or more constraints of a first action template to determine whether the user performed a first type of action corresponding to the first action template; determining, by the activity processing system, whether the plurality of events matches the first action template based on the evaluation of the plurality of events against the one or more constraints of the first action template; in response to determining that the plurality of events matches the one or more constraints of the first action template, registering, by the activity processing system, user performance of the first type of action corresponding to the first action template; transmitting, by the activity processing system, the registration of the user performance of the first type of action corresponding to the first action template to one or more user devices different from the activity processing system; and displaying, on a display of the one or more user devices, the user performance of the first type of action.
4069 | Image capture and identification system and process | A digital image of the object is captured and the object is recognized from plurality of objects in a database. An information address corresponding to the object is then used to access information and initiate communication pertinent to the object. | 1. A mobile printed media interaction apparatus comprising: a memory; a processor; and an image matching engine configured to execute on the processor according to software instruction stored in the memory, and that configures the processor to: receive a digital image of at least a portion of a printed media object, the digital image acquired by a mobile device; derive salient features from the digital image; recognize the printed media object as a target object based, at least in part, on the salient features; determine a position or an orientation of the printed media object with respect to at least a portion of a user within the digital image; identify content information corresponding to the printed media object based, at least in part, on recognizing the printed media object as the target object, the content information available at an address and stored in a content database; and cause a second device to perform an action associated with the content information based, at least in part, on the position or the orientation of the printed media object with respect to the at least the portion of the user within the digital image.
4070 | Array of RFID tags with sensing capability | An RFID sensing system and method. An array of sensing elements is disposed on a surface of a mat, wherein each sensing element includes an RFID microchip, an antenna operatively coupled to the microchip, and a pressure-sensitive material disposed on at least the antenna. An RFID reader is provided for interrogating the array of sensing elements. An antenna operatively coupled to the reader communicates with each sensing element disposed on the mat. Each sensing element in the array, in response to an interrogation signal, transmits a signal to the reader via the coupled antenna when a subject placed on the mat compresses the section of pressure-sensitive material for the sensing element. | 1. An RFID sensing system comprising: an array of sensing elements disposed on a surface of a mat, wherein each sensing element includes an RFID microchip, an antenna operatively coupled to the microchip, and a pressure-sensitive material disposed on at least the antenna; an RFID reader for interrogating the array of sensing elements; an antenna operatively coupled to the reader for communicating with each sensing element disposed on the mat; wherein each sensing element in the array, in response to an interrogation signal, transmits a signal to the reader via the coupled antenna when a subject placed on the mat compresses the pressure-sensitive material for the sensing element, wherein the transmitted signal corresponds to the change in pressure attributable to the placement of the subject on the mat, wherein the reader determines the change in pressure by altering the output power and determining the power level at which an identifier ID associated with a sensing element starts to read.
4071 | Response scoring system for verbal behavior within a behavioral stream with a remote central processing system and associated handheld communicating devices | A system, method and related devices for monitoring and improving the training and social eye contact and communication skills of developmentally challenged individuals such as autistic individuals with special needs in improving their interpersonal communicating and other skills. A WatchMe component of the system and method monitors and obtains qualitative and quantitative information about the eye contact habits of a subject being trained or interviewed. It provides stimuli that promotes and encourages improvements in the eye contact habits of the subject. | 1. A system for encouraging a developmentally challenged patient to maintain eye contact with a human trainer, during verbal training communications, the system comprising: a first receiving device worn by the patient, located in a room in which training is administered, and configured to provide a direction indication representative of a direction to which the head of the patient is facing; a second transmitting device, worn by the human trainer located in the room, and configured to sense the direction indication from the first device via an alignment degree between the first device and the second device; and a circuit which outputs a reinforcement stimulation to the patient, to encourage the patient to orient her head toward the head of the trainer, in a manner which helps establish eye contact with the trainer.
4072 | Apparatus and method for reproducing sound, and method for canceling a feedback signal | Provided are a method and apparatus for reproducing sound. A sound signal may be generated by receiving sound around the apparatus. An output signal may be generated by performing a process according to functions of the apparatus on a residual signal obtained by canceling a feedback signal from the sound signal. | 1. An apparatus for reproducing sound, the apparatus comprising: a sound signal generator configured to generate a sound signal by receiving sound from around the apparatus; a signal processor configured to perform a process on a residual signal that is obtained by canceling a feedback signal from the sound signal; a coefficient determiner configured to determine a linear prediction coefficient that is adaptively adjusted according to the residual signal; a first linear predictor configured to output a first prediction signal by linearly predicting the residual signal according to the determined linear prediction coefficient; a second linear predictor configured to output a second prediction signal by linearly predicting the sound signal that is processed by the signal processor, according to the determined linear prediction coefficient; and a feedback signal canceler configured to estimate a path of the feedback signal according to an algorithm for canceling a feedback signal using the first and second prediction signals, and to cancel the feedback signal from the sound signal generated by the sound signal generator using the estimated path of the feedback signal, wherein the feedback signal canceller comprises: a feedback signal estimator configured to estimate the path of the feedback signal using the first and second prediction signals; a feedback signal extractor configured to extract the feedback signal from the sound signal that is processed by the signal processor, using the estimated path of the feedback signal; and a convergence speed adjustor configured to adaptively adjust a convergence speed of the feedback signal extractor according to an autocorrelation of the residual signal, and wherein the convergence speed adjustor is configured to adjust the convergence speed using a ratio of a first autocorrelation at a first time difference to a second autocorrelation at a second time difference.
4073 | Antenna insulation for an implantable medical device | An implantable medical device includes a hermetically sealed housing that contains electronic circuitry. A feedthrough is disposed on an external surface of the housing. An antenna wire is disposed around the external surface of the housing. The antenna wire has one end connected to the feedthrough so that the antenna wire is in electric communication with at least a portion of the electronic circuitry. A heat shrink tube is sealingly disposed about substantially the entire external surface of the antenna wire to prevent fluids from contacting the antenna wire and thereby detuning the antenna wire. An antenna surround is disposed about the tube. | 1. An implantable medical device comprising: a hermetically sealed housing containing electronic circuitry; a feedthrough disposed on an external surface of said housing; an antenna wire having a first distal end, a second distal end and an external surface, said antenna wire being disposed around said external surface of said housing, said antenna wire having said one end connected to said feedthrough so that said antenna wire is in electric communication with at least a portion of said electronic circuitry; a tube having a hollow cylindrical shape being sealingly disposed about substantially said entire external surface of said antenna wire to prevent fluids from contacting the wire and thereby detuning the antenna wire; and an antenna surround disposed about said tube.
4074 | Laser beam output control with optical shutter | A laser apparatus may include: a master oscillator configured to output a pulsed laser beam at a repetition rate; at least one amplifier disposed on a beam path of the pulsed laser beam; at least one optical shutter disposed on the beam path of the pulsed laser beam; and a controller configured to switch the at least one optical shutter. | 1. A laser apparatus, comprising: a master oscillator configured to output a pulsed laser beam continually at a repetition rate; a plurality of amplifiers disposed on a beam path of the pulsed laser beam; a plurality of optical shutters disposed on the beam path of the pulsed laser beam; and a controller configured to switch the plurality of optical shutters, wherein each of the plurality of optical shutters includes: an electro-optic device; a first optical filter disposed at an input side of the electro-optic device; a second optical filter disposed at an output side of the electro-optic device; and a power source coupled to the electro-optic device for applying voltage to the electro-optic device, and wherein the controller is configured to switch the plurality of optical shutters based on a signal inputted from an external apparatus while the master oscillator oscillates the pulsed laser beam, to perform a burst operation to repeatedly alternate a period for which the pulsed laser beam is outputted at the repetition rate and a period for which the pulsed laser beam is not outputted, and to control the plurality of optical shutters to open sequentially from an upstream side optical shutter to a downstream side optical shutter.
4075 | Wireless power harvesting and transmission with heterogeneous signals | The present invention is a wireless power system which includes components which can be recharged by harvesting wireless power, wireless power transmitters for transmitting the power, and devices which are powered from the components. Features such as temperature monitoring, tiered network protocols including both data and power communication, and power management strategies related to both charging and non-charging operations, are used to improve performance of the wireless network. Rechargeable batteries which are configured to be recharged using wireless power have unique components specifically tailored for recharging operations rather than for providing power to a device. A wireless power supply for powering implanted devices benefits from an external patient controller which contains features for adjusting both power transmission and harvesting provided by other components of the wireless power network. | 1. A transmitter for wireless power transmission comprising: at least two antennas configured to transmit at least two radio frequency power signals; a communication module connected to the at least two antennas, the communication module configured to transmit first radio frequency communication signals to a first electronic device and a second electronic device, and receive second radio frequency communication signals from the first electronic device and the second electronic device, wherein the second radio frequency communication signals comprise location information for the first electronic device and the second electronic device; a power transmission module connected to the at least two antennas, the power transmission module configured to generate the at least two radio frequency power signals; and a power transmitter control module connected to the power transmission module, the power transmitter control module configured to control a characteristic of the at least two radio frequency power signals, the power transmitter control module connected to the communication module to control the first radio frequency communication signals; wherein the power transmitter control module controls the characteristic by at least phase-shifting and amplitude-adjusting a first of the at least two radio frequency power signals with respect to a second of the at least two radio frequency power signals to concurrently provide respective summations of the first and second radio frequency power signals at a first wireless power receiver of the first electronic device and at a second wireless power receiver of the second electronic device via constructive and destructive interference patterns.
4076 | Far field telemetry operations between an external device and an implantable medical device during recharge of the implantable medical device via a proximity coupling | Far field telemetry operations are conducted between an external device and an implantable medical device while power is being transferred to the implantable medical device for purposes of recharging a battery of the implantable medical device. The far field operations may include exchanging recharge information that has been collected by the implantable medical device which allows the external device to exercise control over the recharge process. The far field operations may include suspending far field telemetry communications for periods of time while power continues to be transferred where suspending far field telemetry communications may include powering down far field telemetry communication circuits of the implantable medical device for periods of time which may conserve energy. The far field operations may further include transferring programming instructions to the implantable medical device. | 1. A method of interacting with an implantable medical device, comprising: providing wireless recharge energy from an external device to the implantable medical device; and communicating with the implantable device via far field telemetry signals while the implantable medical device receives the wireless recharge energy.
4077 | Signal decomposition, analysis and reconstruction using high-resolution filter banks and component tracking | A system and method for representing quasi-periodic waveforms, for example, representing a plurality of limited decompositions of the quasi-periodic waveform. Each decomposition includes a first and second amplitude value and at least one time value. In some embodiments, each of the decompositions is phase adjusted such that the arithmetic sum of the plurality of limited decompositions reconstructs the quasi-periodic waveform. Data-structure attributes are created and used to reconstruct the quasi-periodic waveform. Features of the quasi-periodic wave are tracked using pattern-recognition techniques. The fundamental rate of the signal (e.g., heartbeat) can vary widely, for example by a factor of 2-3 or more from the lowest to highest frequency. To get quarter-phase representations of a component (e.g., lowest frequency "rate" component) that varies over time (by a factor of two to three) many overlapping filters use bandpass and overlap parameters that allow tracking the component's frequency version on changing quarter-phase basis. | 1. An apparatus comprising: a computer having a storage device; a source of an initial series of digitized signal values; a first filter bank that includes a first plurality of digital bandpass filters each operably coupled to the source of digitized signal values and each configured to digitally filter the initial series of digitized signal values, wherein each one of the first plurality of digital bandpass filters has a respective center frequency that is unique among respective center frequencies of the first plurality of digital bandpass filters and a respective frequency range, and wherein each one of the first plurality of digital bandpass filters has an output signal; a first plurality of fractional-phase measurement units that each determines a plurality of amplitude values and a plurality of phase-determined time points per full waveform cycle of the output signal of a corresponding one of the first plurality of digital bandpass filters; and a first frequency-component tracker that uses the plurality of amplitude values from the first plurality of fractional-phase measurement units to detect and track a first tracked frequency component as that first tracked frequency component'ss frequency moves from one to another frequency range of the first plurality of digital bandpass filters, and to store information regarding the tracked frequency component into the storage device, wherein the stored information includes instantaneous frequency and amplitude of the tracked frequency component at each of a first sequence of time points.
4078 | Generic electromagnetically-countered methods | The present invention relates to an electromagnetically-countered system including at least one wave source irradiating harmful electromagnetic waves and at least one counter unit emitting counter electromagnetic waves for countering the harmful waves by such counter waves. More particularly, the present invention relates to generic counter units of electromagnetically-countered systems and to various mechanisms for countering the harmful waves by the counter units such as, e.g., by matching configurations of the counter units with those of the wave sources, matching shapes of such counter waves with shapes of the harmful waves, and the like. The present invention also relates to various methods of countering the harmful waves with the counter waves by such source matching or wave matching and various methods of providing the counter units as well as counter waves. The present invention further relates to various processes for providing such systems, such counter units thereof, and the like. The present invention relates to various electric and/or magnetic shields which may be used alone or in conjunction with such counter units to minimize irradiation of the harmful waves from the system. | 1. A method of suppressing dynamic magnetic fields irradiated by a mobile phone from propagating toward a user of said mobile phone, wherein said dynamic magnetic fields are generated by said phone, wherein said phone irradiates first electromagnetic wave comprising a first dynamic electric field and a first dynamic magnetic field toward said user of said phone, and wherein said method comprises the steps of: identifying a first dynamic magnetic polarity of said first dynamic magnetic field; emitting second electromagnetic wave which comprises a second dynamic electric field and a second dynamic magnetic field toward said user; and manipulating a second dynamic magnetic polarity of said second dynamic magnetic field of said second wave to be substantially similar to said first dynamic magnetic polarity of said first dynamic magnetic field of said first wave, thereby suppressing at least a portion of said first magnetic field of said first wave by at least a portion of said second magnetic field of said second wave from propagating toward said user mainly due to said substantially similar dynamic magnetic polarities of said first and second magnetic fields of said waves, and thereby decreasing an intensity of said first and second dynamic magnetic fields at least one of in and around said user.
4079 | User interface powered via an inductive coupling | A hinge is provided for mechanically and electrically coupling a machine and a display wirelessly. The hinge includes a machine portion having a first transceiver for wirelessly sending a signal concerning an operation or status of the machine and a display portion having a second transceiver for wirelessly receiving the operating signal. The hinge machine portion and the hinge display portion are mechanically connected so as to: (i) swivel with respect to each other; or (ii) tilt with respect to each other. | 1. A hinge for mechanically and electrically coupling a machine and a display wirelessly, comprising: a machine portion of the hinge having a first transceiver for wirelessly sending a signal concerning an operation or status of the machine; and a display portion of the hinge having a second transceiver for wirelessly receiving the operating signal, wherein the hinge machine portion and the hinge display portion are mechanically connected so as to: (i) swivel with respect to each other about a swivel axis, wherein at least one of the first transceiver or the second transceiver is spatially offset from the swivel axis; or (ii) tilt with respect to each other about a tilt axis, wherein at least one of the first transceiver or the second transceiver is spatially offset from the tilt axis.
4080 | Wireless communication terminal, wireless communication system, wireless communication method, and computer program | A wireless communication terminal, in which a packet for requesting pairing in a data link layer is defined as a pairing request packet, including a wireless communication unit that performs wireless communication with another terminal, a storage device that stores information, a storage control unit that stores first identification data included in a first pairing request packet in the storage device when the wireless communication unit receives the first pairing request packet including the first identification data, a determination section that determines whether the first identification data stored in the storage device and second identification data included in a second pairing request packet satisfy a condition decided in advance when the wireless communication unit receives the second pairing request packet including the second identification data after the first pairing request packet is received. | 1. A wireless communication terminal, in which a packet for requesting pairing in a data link layer is defined as a pairing request packet, comprising: a wireless communication unit that performs wireless communication with another terminal; a storage device that stores information; a storage control unit that stores first identification data included in a first pairing request packet in the storage device when the wireless communication unit receives the first pairing request packet including the first identification data; a determination section that determines whether the first identification data stored in the storage device and second identification data included in a second pairing request packet satisfy a condition decided in advance when the wireless communication unit receives the second pairing request packet including the second identification data after the first pairing request packet is received; a registration section that registers a terminal, which has wirelessly transmitted the first pairing request packet and the second pairing request packet, as a terminal that wirelessly transmits data of an upper layer above the data link layer when the determination section determines that the first identification data and the second identification data satisfy the condition; and a response section that allows the wireless communication unit to transmit a second pairing response packet to the registered terminal when the determination section determines that the first identification data and the second identification data satisfy the condition, the second pairing response packet indicating a response for the second pairing request packet.
4081 | Fingerprint authenticated touchsceeen contolled cascaded 3G-OFDM mobile systems | Receiving and demodulating in a mobile device Orthogonal Frequency Division Multiplexed (OFDM) modulated signal into OFDM baseband signal. Converting OFDM baseband signal into spread spectrum baseband signal. Spread spectrum baseband signal contains cross-correlated in-phase and quadrature phase baseband signals. Receiving and demodulating a video spread spectrum modulated signal for providing video spread spectrum baseband signal for viewing baseband video signal. Transmitting and receiving OFDM video and voice signals in Video Internet Protocol (ViIP) and in Voice Over Internet Protocol (VoIP) Wi-Fi networks. Processing a touch screen generated signal into a processed touch screen control signal to launch browser from the screen of mobile device and using a fingerprint generated signal for providing from fingerprint signal a fingerprint authentication signal. Processing a received demodulated location finding modulated signal with a photo camera generated signal and modulating and transmitting the demodulated location finding modulated signal with the camera generated signal. | 1. A method comprising steps of: receiving in a first transceiver of a mobile device a first Orthogonal Frequency Division Multiplexed (OFDM) modulated signal; demodulating said first OFDM modulated signal into a first OFDM baseband signal; modulating a first spread spectrum baseband signal in a first modulator of a second transceiver into a first spread spectrum modulated signal and transmitting from said second transceiver in said mobile device said first spread spectrum modulated signal, said first spread spectrum baseband signal comprises cross-correlated in-phase and quadrature-phase filtered baseband signals; receiving a first video second spread spectrum modulated signal; demodulating said first video second spread spectrum modulated signal into a first video second spread spectrum baseband signal and providing said first video second spread spectrum baseband signal to an interface unit of said mobile device, wherein said first spread spectrum baseband signal is a distinct signal from said video second spread spectrum baseband signal; generating in said mobile device a second video signal and converting said second video signal into a second video OFDM signal for providing said second OFDM signal to a second modulator and transmitter for modulation and transmission of said second OFDM signal in said first transceiver; processing a touch screen generated signal into a processed touch screen control signal for use by said user and to launch a browser from a screen of said mobile device; receiving a fingerprint generated signal and providing from said fingerprint generated signal a fingerprint authentication signal, said fingerprint authentication signal is for authentication of authorized use of said mobile device; receiving, in said mobile device, a photo camera generated signal and for providing from said photo camera generated signal a photo camera baseband signal; and receiving a location finding modulated signal and demodulating said location finding signal into a location finding baseband signal and for providing said location finding baseband signal with said photo camera baseband signal to said first modulator and transmitter for modulation and transmission of said location finding baseband signal with said photo camera generated baseband signal in said mobile device.
4082 | Temperature measurement system | A method of determining a temperature of a patient includes measuring a first temperature of the patient with a temperature device without contacting the patient with the device, and measuring a second temperature of the patient by contacting a measurement site of the patient with the device. The method also includes determining a temperature value indicative of a core temperature of the patient based on the first and second temperatures. | 1. A method of determining a temperature of a patient, comprising: measuring a first temperature of the patient with a temperature device without contacting the patient with the device; measuring a second temperature of the patient by contacting a measurement site of the patient with the device; determining an orientation of the device relative to an outer surface of the patient while measuring the first temperature; and determining a series of core temperature estimates associated with the patient, wherein a first estimate of the series of core temperature estimates is based on the first and second temperatures and the orientation of the device, and at least the first and second temperatures are used as input values in calculating the first estimate, and wherein for each additional estimate of the series of core temperature estimates: a respective third temperature of the patient is measured using the device and without contacting the patient with the device, a respective fourth temperature of the patient is measured by contacting the patient with the device, and the respective third and fourth temperatures are used as input values in calculating the additional estimate.
4083 | Wearable heart rate monitor | Some embodiments provide a wearable fitness monitoring device including a motion sensor and a photoplethysmographic (PPG) sensor. The PPG sensor includes (i) a periodic light source, (ii) a photo detector, and (iii) circuitry determining a user's heart rate from an output of the photo detector. Some embodiments provide methods for operating a heart rate monitor of a wearable fitness monitoring device to measure one or more characteristics of a heartbeat waveform. Some embodiments provide methods for operating the wearable fitness monitoring device in a low power state when the device determines that the device is not worn by a user. Some embodiments provide methods for operating the wearable fitness monitoring device in a normal power state when the device determines that the device is worn by a user. Some embodiments provide methods for using response characteristics of the user's skin to adjust a gain and/or light emission intensity of the heart rate monitor. | 1. A method of operating a heart rate monitor of a wearable fitness monitoring device, wherein the heart rate monitor comprises one or more processors, a light source, and a light detector, the method comprising: (a) operating the heart rate monitor in a first mode while also operating in a skin characterization mode for determining a characteristic of a user'ss skin, wherein the first mode is configured to determine one or more characteristics of the user'ss heartbeat waveform, and wherein operating in the skin characterization mode comprises: (i) emitting a plurality of light pulses using the light source in the heart rate monitor, (ii)detecting the plurality of light pulses using the light detector in the heart rate monitor after the plurality of light pulses interact with the user'ss skin, (iii) generating a plurality of data points, each data point comprising an intensity value of a respective light pulse of the plurality of light pulses as emitted in (i) and an intensity value of the respective light pulse of the plurality of light pulses as detected in (ii) that corresponds to the emitted light pulse of the plurality of light pulses as emitted in (i), and (iv) fitting a mathematical relationship to the plurality of data points; (b) using the mathematical relationship to determine a light source emission intensity setting that provides a pre-determined light detection level; and (c) adjusting a light source emission intensity to said light source emission intensity setting determined in (b) for operating in the first mode.
4084 | Method and apparatus for automatic arrhythmia classification with confidence estimation | An arrhythmia classification system receives cardiac data from an implantable medical device, performs automatic adjudication of each cardiac arrhythmia episode indicated by the cardiac data, and generates episode data representative of information associated with the episode. The episode data include at least an episode classification resulting from the automatic adjudication of the episode and a confidence level in the episode classification. In one embodiment, the episode data further include key features rationalizing the automatic adjudication of the episode. | 1. A system configured to be communicatively coupled to an implantable medical device sensing one or more cardiac signals indicative of one or more arrhythmia episodes and produce cardiac data representative of the one or more cardiac signals, the system comprising: an arrhythmia analysis circuit configured to receive cardiac data transmitted from the implantable medical device, perform automatic adjudication of each episode of one or more arrhythmia episodes using the cardiac data by executing a plurality of adjudication algorithms to produce voting classifications for each episode, determining a voting classification of the voting classifications for each episode by executing an adjudication algorithm of the plurality of adjudications algorithms, determining an episode classification for each episode using one or more primary voting classifications selected from the voting classifications and a confidence level in the episode classification based on the voting classifications for each episode, and generate episode data representative of information associated with each episode including the episode classification and the confidence level in the episode classification; a memory circuit configured to store data including the cardiac data and the episode data; and a user interface including a presentation device configured to present the information associated with each episode.
4085 | Surgical instrument with modular shaft and transducer | An ultrasonic surgical device comprises a detachable transducer module, a handle, and a shaft assembly. The shaft assembly includes an end effector having a harmonic blade. The transducer module is removably coupled with the shaft assembly to form an active assembly. The active assembly is removably coupled with the handle. The handle may include a resilient wall structure that deflects outwardly to receive the active assembly in a snap fit. The handle may include a pivoting latch feature to selectively retain the active assembly relative to the handle. | 1. A surgical device, comprising: (a) a transducer module having a proximal end and a distal end; (b) a shaft assembly having a proximal end and a distal end, wherein the proximal end of the shaft assembly is configured to be removably coupled with the distal end of the transducer module, wherein the transducer module is operable to transmit energy to at least part of the shaft assembly; and (c) a housing presenting an upwardly presented open upper recess, wherein the upwardly presented open upper recess is defined at least in part by a lower platform and a pair of opposing wall portions, wherein the opposing wall portions terminate at upwardly presented and exposed upper edges, wherein the upwardly presented open upper recess is configured to removably receive the transducer module, wherein at least one of the platform or the pair of opposing wall portions supports the transducer module, wherein an upper portion of the transducer module extends upwardly relative to a vertical position of the upper edges such that the upper portion of the transducer module is exposed above the upper edges.
4086 | Fabrication of maxillofacial surgical splints | A technique for fabricating a surgical splint for use in correcting a dental condition of a patient. The technique involves obtaining a three-dimensional digital model of lower and upper arch dentitions of the patient having the dental condition. Relative positions of the lower and upper arch dentitions are adjusted with respect to each other in the three-dimensional digital model using a computing device. A relative positioning structure is added to the three-dimensional digital model using the computing device. A physical model of the patient's corrected dentition is then generated from the three-dimensional digital model. The physical model includes the relative positioning structure that connects the lower and upper arch dentitions of the physical model at the adjusted relative position. The surgical splint is then formed using the physical model. A non-surgical splint is also described. | 1. A method of fabricating surgical splints for use in a surgical procedure, the method comprising: obtaining a three-dimensional digital model of lower and upper arch dentitions of a patient having a dental condition; adjusting the relative position of the lower and upper arch dentitions with respect to each other in the three-dimensional digital model using a computing device; adding at least one relative positioning structure to the three-dimensional digital model using the computing device, wherein the relative positioning structure includes separable first and second portions, the first portion connected to and extending from the upper arch dentition and the second portion connected to and extending from the lower arch dentition, wherein distal ends of the first and second portions have complementary mating features; generating a physical model of the patient'ss corrected dentition from the three-dimensional digital model, the physical model including the at least one relative positioning structure that connects the lower and upper arch dentitions of the physical model at the adjusted relative position; and forming a surgical splint using the physical model.
4087 | Transcutaneous power transmission and communication for implanted heart assist and other devices | A system includes an implantable pump system for assisting blood flow in a patient including at least one movable valve. The movable valve is in a normally open state when the moveable valve is not being powered and a drive system in operative connection with the moveable valve to move the moveable valve under power. The system further includes an energy transfer system to provide energy to the drive system. The energy transfer system includes an external system including a power source and an external coil and an internal system including an internal coil adapted to receive transcutaneous energy transmitted from the external coil. The internal system has at least a first state wherein energy transmission from the external coil is required to provide operational power to the drive system. | 1. A system, comprising: an implantable pump system adapted to assist blood flow in a patient comprising: a drive system and an energy transfer system to provide energy to the drive system, the energy transfer system comprising: an external system comprising a power source and an external coil, the external coil being adapted to be placed in the vicinity of a patient'ss skin, and an internal system comprising an internal coil adapted to be implanted and to receive transcutaneous energy transmitted from the external coil, a capacitor system in operative connection with the internal coil to be charged therefrom, the capacitor system being adapted to store energy to provide operational power to the drive system, the internal system having at least a first state wherein energy transmission from the external coil to the capacitor system is required to provide operational power to the drive system, wherein when the external coil is energized, energy is transmitted from the external coil to the internal coil over a range of frequencies between 50 and 500 kHz and the external system and the internal system are adapted such that a change of frequency of energy transmitted from the external coil to the internal coil of +/−10% results in a change in transfer efficiency of no greater than 10%.
4088 | System and method for transmission of electrical signals in imperfectly-conducting media | A system for transmitting a signal through an imperfectly-conducting medium includes a transmitter station and a receiver station. The transmitter station has a transmitter and at least one conductor (electrode). The receiving station has at least one conductor (electrode) and a receiver. The transmitter causes a current to flow from the transmitter conductor to the receiver conductor through the imperfectly-conducting medium. Associated with the current flow is an electric field. Because the current flow varies with the signal, the electric field varies with the signal. The receiving conductor senses the electric field and provides a signal to the receiver which detects the signal to be transmitted. The receiving station then passes the signal to an output device to be output. | 1. A system for providing electrical stimulation to an imperfectly-conducting body comprising: a transmitter station, the transmitter station comprising: a transmitter electrode configured to be in direct contact with the imperfectly-conducting body, and a transmitter, coupled to the transmitter electrode and configured to produce a transmitter signal having a frequency spectrum that does not directly cause stimulation of muscle tissue within the imperfectly-conducting body and to cause a current to flow through the imperfectly-conducting body via the transmitter electrode, wherein the current generates an electric field in the imperfectly-conducting body, wherein the electric field transmits the transmitter signal within and through the imperfectly-conducting body without directly stimulating muscle tissue within the imperfectly-conducting body; a receiver station, the receiver station comprising: a receiver comprising a pulse generator configured to produce, in response to receipt of the transmitter signal through the imperfectly-conducting body from the transmitter, a muscle tissue stimulating waveform in a frequency spectrum that causes stimulation of muscle tissue within the imperfectly-conducting body and to cause electrical current corresponding to the muscle tissue stimulating waveform to flow from the pulse generator to a stimulation electrode, a receiver electrode coupled to the receiver and configured to couple the receiver to the transmitter, the receiver electrode responsive to the electric field in the imperfectly-conducting body, and a stimulation electrode, coupled to the pulse generator and configured to deliver the electric current corresponding to the muscle tissue stimulating waveform to the imperfectly-conducting body; wherein the receiver electrode has less impedance for electrical conduction to the imperfectly-conducting body at the frequency of the transmitter signal than the stimulation electrode has at the frequency of the stimulation waveform, and wherein the receiver electrode presents a different and greater effective surface area for electrical conduction for the transmitter signal than the stimulation electrode presents for the stimulation waveform.
4089 | Position determination system | A position determination system is provided comprising one or more fixed base units and one or more mobile units, wherein the system is arranged to determine the horizontal position of a mobile unit based on the proximity of said mobile unit to at least one base unit and wherein the system is arranged to determine the height of said mobile unit based on the air pressure sensed at the mobile unit and the air pressure sensed at one or more of the base units. The use of pressure sensors to determine height reduces the complexity of the infrastructure required for 3D positioning. The invention finds particular benefit in patient care and monitoring environments and in object tracking and inventory systems. The invention also extends to mobile units for use in the system, intelligent buildings fitted with the system and to methods of determining the position of mobile units. | 1. A position determination system comprising one or more fixed base units and one or more mobile units, wherein the system is arranged to determine the position in the horizontal plane of a mobile unit using ultrasound and based on the proximity of said mobile unit to at least one base unit and wherein the system is arranged to determine the height of said mobile unit based on the air pressure sensed at the mobile unit and the air pressure sensed at one or more of the base units.
4090 | Mobile terminal and controlling method thereof | A terminal and a method of controlling the same are disclosed, by which a snooze function for an alarm can be activated depending on whether a user sleeps after outputting the alarm. The terminal may include a measuring unit configured to measure a bio-information of a user, a memory having an alarm set therein, an alarm unit configured to output the alarm, and a controller configured to measure the bio-information of the user through the measuring unit after the outputted alarm. The controller, when determining that the user is currently asleep based on the measured bio-information, may control a snooze function for the alarm to be automatically activated. | 1. A mobile terminal, comprising: a sensor configured to sense information associated with a user; a memory to store prescribed alarm settings; an output device to output an alarm based on the stored alarm settings; and a controller configured to control the alarm based on the sensed information, wherein the controller controls the output device to output the alarm based on the alarm settings, controls the sensor to sense the information associated with the user after the alarm turns on, determines whether the sensed information corresponds to a sleep state of the user, automatically activates a snooze function when the alarm turns off and the sensed information corresponds to the sleep state, and wherein, in a case the snooze function is active while an audio content is being played, when the determined level of sleep is lower than or equal to the reference level, the controller ends the snooze function and decreases a volume of the audio content, and when the determined level of sleep is higher than the reference level, the controller maintains the snooze function and stops playback of the audio content.
4091 | Image capture and identification system and process | A digital image of the object is captured and the object is recognized from plurality of objects in a database. An information address corresponding to the object is then used to access information and initiate communication pertinent to the object. | 1. An auditory interaction system comprising: a device interface configured to receive a digital image of an object from a mobile device; and a device-based processing platform coupled with the device interface and configured to: obtain the digital image via the device interface; recognize the object as a target object of interest to a visually impaired person; identify an address associated with the target object; and cause a mobile device to produce an audio signal associated with the object based on the address.
4092 | Image capture and identification system and process | A digital image of the object is captured and the object is recognized from plurality of objects in a database. An information address corresponding to the object is then used to access information and initiate communication pertinent to the object. | 1. A portable device comprising: a display screen; a processor; and a non-transitory computer readable memory storing software instructions that, when executed by the processor, cause the processor to be configured to: store an identifier code in the memory; encode the identifier code into an image recognizable by an interactive system; and enable the interactive system to derive at least one characteristic of the image; enable the interactive system to recognize the image as including a known target object based at least in part on the at least one characteristic, wherein the known target object is associated with the identifier code; cause the interactive system to perform a transaction via an address upon recognizing the image by displaying the image on the display screen while proximate to an image sensor of the interactive system.
4093 | Image capture and identification system and process | A digital image of the object is captured and the object is recognized from plurality of objects in a database. An information address corresponding to the object is then used to access information and initiate communication pertinent to the object. | 1. An image matching engine comprising: a network connection configured to receive image data from a mobile device over a network; and at least one recognition server coupled with the network connection and configured to: acquire the image data over the network connection; derive image parameters from the image data; recognize at least one target from a database of known images based on the image parameters; and enable, via an address, pertinent information associated with the at least one target to be returned to the mobile device over the network connection.
4094 | Monitoring system | A monitoring device of a monitoring system includes a control, an alarm, a first sensor for detecting motion higher than a first predetermined height, a second sensor for detecting, on a floor of a building, motion lower than a second predetermined height, and a third sensor means for detecting an arrival in a sleeping place and a departure from the sleeping place. When the most recent motion detection fed by the third sensor to the control is the arrival in the sleeping place, the control controls the alarm to give an alarm if a predetermined first delay, beginning at the arrival in the sleeping place, is filled before information about the departure from the sleeping place has been received from the third sensor. After the third sensor has detected the departure from the sleeping place, the control controls the alarm to give an alarm if the control receives no motion detections from the first sensor and the second sensor during a predetermined second delay. | 1. A monitoring system for monitoring a person in a building, wherein a monitoring device of the monitoring system comprises control means comprising information on a location permitted at a given time to the person in the building, alarm means, first sensor means for detecting motion higher than a first predetermined height, second sensor means for detecting, on a floor of the building, motion lower than a second predetermined height, and third sensor means for detecting an arrival in a sleeping place and a departure from the sleeping place; when the most recent motion detection fed by the third sensor means to the control means is the arrival in the sleeping place, the control means are configured to control the alarm means to give an alarm if a predetermined first delay, beginning at the arrival in the sleeping place, is filled before information about the departure from the sleeping place has been received from the third sensor means; and after the third sensor means have detected the departure from the sleeping place, the control means are configured to control the alarm means to give an alarm if the control means have received no motion detections from the first sensor means and the second sensor means during a predetermined second delay.
4095 | Biometric sensing and processing apparatus for mobile gaming, education, and wellness applications | An apparatus for interoperably utilizing multiple biosensor data obtained from a finger of the user. A biometric sensor board is retained in a housing adapted for retaining a finger of the user and maintaining multiple sensors in contact with the skin thereof. Implementations are described for fingertip and ring mounted sensor boards. In one implementation, these sensors can be sensors electrodermal response (EDR), or photoplethysmograph (PPG) signals, or temperature, or acceleration in three axes, and combinations thereof. The biometric sensor board registers and processes the signals from the sensors and communicates them to a mobile device which interoperably utilizes multiple sensor information to determine aspects of user emotional state within an application to generate results which are displayed on the mobile device. | 1. An apparatus for estimating emotional state of a user for display on a mobile device, said apparatus comprising: (a) a housing configured for retention of a finger of a user; (b) a sensor circuit retained in said housing; (c) said sensor circuit comprising a plurality of sensors configured for skin contact with a portion of the finger of the user; (d) said plurality of sensors comprising electrodermal response (EDR), photoplethysmograph (PPG), temperature, and acceleration sensors; (e) said sensor circuit comprising a communications interface configured for communicating data from said sensors to a mobile device; (f) said sensor circuit comprising a processor and programming executable on said processor for receiving input data from said sensors, processing said input data, and outputting processed data to the mobile device through said communications interface; (g) wherein the mobile device is configured for hosting an application program for communicating with said processor, post-processing said processed data, and displaying said post-processed data as biofeedback data; and (h) wherein said application program performs motion artifact removal on EDR and PPG signals in response to acceleration sensed by said acceleration sensor.
4096 | Energy consumption estimator | An energy consumption estimator includes a body motion sensor, a first calculation unit, an acquisition unit, and a second calculation unit. The body motion sensor detects body motion by a user. Based on the body motion detected by the body motion sensor, the first calculation unit calculates the user's total energy consumption. The acquisition unit acquires the user's energy consumption derived from fats and lipids. Based on the energy consumption derived from fats and lipids and on the total energy consumption, the second calculation unit calculates the user's total energy derived from carbohydrates. | 1. An energy consumption estimator comprising: a total energy consumption acquisition circuitry configured to acquire a total energy consumption for a user; a fat energy consumption acquisition circuitry configured to acquire an energy consumption derived from fats for the user; a carbohydrate energy calculation circuitry configured to calculate an energy consumption derived from carbohydrates for the user based on the total energy consumption acquired by the total energy consumption acquisition circuitry and the energy consumption derived from fats acquired by the fat energy consumption acquisition circuitry; a comparison circuitry configured to compare a first energy consumption acquired by the fat energy consumption acquisition circuitry before a most recent meal with a second energy consumption newly acquired by the fat energy consumption acquisition circuitry; and wherein when the second energy consumption is greater than the first energy consumption, the comparison circuitry determines the energy consumption derived from carbohydrates calculated by the carbohydrate energy calculation circuitry as carbohydrate energy in the most recent meal, and the fat energy consumption acquisition circuitry includes an acetone detection circuitry configured to detect an amount of acetone released by the user and a fat energy consumption calculation circuitry configured to calculate the energy consumption derived from fats for the user based on the amount of acetone detected by the acetone detection circuitry.
4097 | Energy storage device with large charge separation | High density energy storage in semiconductor devices is provided. There are two main aspects of the present approach. The first aspect is to provide high density energy storage in semiconductor devices based on formation of a plasma in the semiconductor. The second aspect is to provide high density energy storage based on charge separation in a p-n junction. | 1. An energy storage system comprising: 1) a plasma-based energy storage device comprising: first and second conductive electrodes spaced apart; a first volume of active material disposed between the electrodes; and a first volume of barrier material disposed between the first volume of active material and the first electrode; and 2) a source configured to illuminate the plasma-based energy storage device with electromagnetic radiation having a photon energy greater than a band gap energy of the active material of the first active volume; wherein upon application of a voltage across the electrodes one or both of an electron plasma or hole plasma is formed in the first volume of active material; wherein the electron plasma and/or hole plasma independently have a density of charge carriers of greater than about 0.5 carrier per nm3when the first volume of active material is subject to a field of 0.7 V/nm; and wherein the voltage applied across the electrodes to form the plasma in the first volume of active material produces an energy density of greater than about 1 Wh/L for the device.
4098 | Electronic cassette charger | A charger includes a loading chamber into which a battery pack is insertably/removably loaded. An insertion opening into which the battery pack is inserted is formed on an upper surface of the main body. The loading chamber is forwardly inclined to a front surface of the main body, and a bottom surface of the insertion opening is inclined with respect to a horizontal direction so that one end of the front surface side is located at a lower end and the other end of the back surface side is located at an upper end. A connecter for supplying power is disposed at the upper end side of the bottom surface. Even when the dust, rubbish or fluid entered from the insertion opening drops to the bottom surface, it flows down to the lower end side, so that less dirt adheres to the connecter. | 1. An electronic cassette charger for charging a battery in a battery container comprising: a main body containing a charge circuit; a loading chamber formed in said main body so as to insertably/removably contain said battery container; an insertion opening formed at an entrance of said loading chamber, for inserting said battery container; a bottom surface of said loading chamber, which is inclined in a longitudinal direction thereof with respect to a horizontal direction so that a first end is located higher than a second end, wherein the bottom surface has an elongated shape, a first short edge of the elongated shape disposed at a first elevation over a horizontal reference plane, and a second short edge of the elongated shape disposed at a second elevation over the horizontal reference plane, the first and second elevations being different from each other with respect to the horizontal reference plane; and a connecter disposed on said bottom surface with an interval from said second end, for connecting said battery to the charge circuit when said battery container is loaded into said loading chamber.
4099 | Rapid charging and power management of a battery-powered fluid analyte meter | A system and method is described for rapid charging and power management of a battery for a meter. A charger component is operably associated with the meter and is capable of executing a rapid charge algorithm for a rechargeable battery. The algorithm includes monitoring for a connection to an external power source and implementing a charging routine of a battery at a first charge rate and then at a second charge rate. The second charge rate is lower than the first charge rate. A temperature rise in the rechargeable battery due to the first charge rate has a negligible heat transfer effect on the fluid sample. The meter can also include a power switch for controlling current flow to a battery fuel gauge. The power switch is open when the meter enters into a sleep mode. The state of battery charge is determined after the meter exits the sleep mode. | 1. A battery-powered meter adapted to determine an analyte concentration of a fluid sample, the meter comprising: a housing defining a volume for receiving a rechargeable battery and further defining a port sized to receive at least a portion of a test sensor; and one or more processors disposed within said housing, said one or more processors configured to implement a charge process associated with said rechargeable battery, said charge process comprising the acts of: (i) monitoring for a connection to an external power source; and (ii) in response to receiving identifying information of said connection to said external power source, implementing a charging routine for rapid charging of said battery at a first charge rate until a first predetermined event occurs and thereafter charging said battery at a second charge rate that is lower than said first charge rate, wherein implementation of said charging routine minimizes temperature rise in said meter such that said temperature rise is negligible to a temperature-sensitive analyte concentration test for which said meter is configured.
4100 | Communications hub for use in life critical network | Secured communications between patient portable communicators (PPC) and a central authority (CA) via an unsecured network are implemented using software implemented by a communications device. The communications device provides for detecting, using a multiplicity of disparate communication protocols, presence of entities requesting a network connection and determining whether or not each of the entities is a PPC, establishing, only for the entities determined to be PPCs, a connection to the CA via the unsecured network using the disparate communication protocols, authenticating only the PPCs to the CA, and facilitating communication of PPC data between the PPCs and the CA via the communications device and the unsecured network upon successful PPC authentication. The PPC data comprises at least some patient implantable medical device data acquired by the PPCs. | 1. A communications device for effecting secured communications between a plurality of communicators and a central authority (CA), each of the plurality of communicators configured to effect connectivity with a patient sensor, the communications device comprising: a logical network port configured to facilitate communications over an unsecured network; a plurality of logical local ports provided at the housing and configured to implement a plurality of disparate communication protocols for effecting connectivity with the plurality of communicators; a processor coupled to the logical network port and the plurality of logical local ports; and memory provided at the housing and coupled to the processor, the memory storing program instructions which, when executed by the processor, cause the processor to prevent non-communicator entities from establishing a connection to the CA over the unsecured network via the communications device, initiate interrogation of each communicator in response to the communicator coming into proximity with the communications device and transfer communicator data to the CA over the unsecured network, at least a portion of the communicator data comprising patient sensor data.
4101 | Managing multiple sessions for a user of a portal | Mechanisms are provided for managing multiple sessions for a user on a portal are disclosed. More particularly, mechanisms are provided for managing multiple user sessions with backend applications of a portal are disclosed. Embodiments include a portal having a client interaction module for interacting with a user and a portlet application module for interacting with a backend application on an application server. A further embodiment provides a session manager for retrieving application session data from an application session data cache and inserting it into a user request, and for removing application session data from a content transmission from a backend application. in some embodiments, a session data cache for storing portal session data and application session data is provided. The session data cache may store application session data for each session established by a user with backend applications. | 1. A method for managing sessions, the method comprising: receiving, by a processor on a portal server, a request from a user for content from a backend application running on a backend server; determining, by the processor, whether an application session has already been established by the portal server with the backend application, wherein the determination is performed by searching a session information cache for existing application session data related to the backend application; responsive to the application session data existing in the session information cache indicating that the application session with the backend application has already been established, inserting, by the processor, the application session data from the session information cache into the request; and forwarding, by the processor, the request with the application session data to the backend application.
4102 | Handling concurrent speech | A system having one or more processors and a memory, receives both speech data from first and second participants of a session. The system outputs the speech of the first participant. The system outputs the speech of the second participant in accordance with an adjustment of the speech of a participant of the session when the speech of the second participant temporally overlaps less than a first predetermined threshold amount of a terminal portion of the speech of the first participant. The system drops the speech of the second participant when the speech of the second participant temporally overlaps more than the first predetermined threshold amount of the terminal portion of the speech of the first participant. Optionally, the system adjusts the speech of a participant of the session by delaying output of the speech of the second participant. | 1. A method comprising: at a system comprising one or more processors and a memory storing one or more programs for execution by the one or more processors: receiving speech data from a first participant of a session; receiving speech data from a second participant of the session; and determining whether the speech data from the second participant temporally overlaps the speech data from the first participant, wherein when the speech data from the second participant does not temporally overlap the speech data from the first participant, the speech data of the first participant is outputted and then the speech data of the second participant is outputted, when the speech data from the second participant temporally overlaps the speech data from the first participant, an amount by which the speech data for the second participant overlaps the speech data of the first participant is determined, wherein when the overlap is less than a first predetermined threshold amount of a terminal portion of the speech data of the first participant, the speech data of the first participant is outputted and then the speech data of the second participant is outputted in accordance with an adjustment of the speech of one or more participants of the session that includes delaying output of the speech data of the second participant; and when the overlap is more than the first predetermined threshold amount of the terminal portion of the speech data of the first participant, the speech data of the first participant is outputted and the entire speech data of the second participant is selectively dropped.
4103 | Multiple configuration electronic thermometer | A plurality of custom thermometer models are manufactured from a universal clinical thermometer core. The thermometer core includes a housing, a controller storing a software program, a power source, a probe, a probe cord, and a display. A plurality of model selection devices are produced, each corresponding to a different thermometer model. One of the model selection devices is selected and connected to the controller. The controller operates the thermometer as a function of the connected model selection device such that the thermometer is configured with the features and default settings of the thermometer model corresponding to the connected model selection device. | 1. A system for manufacturing configured medical devices, said system comprising: a plurality of non-configured medical devices, said medical devices each having a memory storing one or more computer-executable instructions for implementing a plurality of functions of said medical devices, said medical devices each having a controller associated therewith for executing said computer-executable instructions for implementing one or more of the plurality of functions; and a plurality of interchangeable user input devices, said user input devices each corresponding to one of a plurality of selectable pre-defined operating configurations stored in the memory of each of the medical devices, wherein at least one of the plurality of pre-defined operating configurations is defined by a set of one or more of the plurality of functions of the medical devices and at least one of the plurality of pre-defined operating configurations is defined by another set of one or more of the plurality of functions of the medical devices, wherein one of each of the plurality of user input devices is connected to the associated controller of one of each of the plurality of medical devices and each associated controller is responsive to the connected user input device for configuring the associated medical device to operate in the configuration corresponding to the connected user input device.
4104 | Systems and methods for tracking and presenting tinnitus therapy data | The treatment of tinnitus may include a tinnitus therapy including generating a tinnitus therapy sound that is similar to a patient's perceived tinnitus sound. In one example, a method for tinnitus therapy may include tracking a tinnitus therapy over a duration, the tinnitus therapy including a tinnitus therapy sound matching a patient's perceived tinnitus played over the duration and presenting each of a volume evolution of the tinnitus therapy sound and usage data of the tinnitus therapy over the duration. | 1. A method for tinnitus therapy, comprising: applying a tinnitus therapy to a patient'ss ear with a sound generating device over a duration, the tinnitus therapy including a previously generated tinnitus therapy sound matching to the patient'ss perceived tinnitus; tracking the tinnitus therapy applied by the device over the duration; and presenting each of a volume evolution of the tinnitus therapy sound and usage data of the tinnitus therapy over the duration.
4105 | Reusable wireless medical sensors | Embodiments of the present disclosure relate to reusable wireless sensors. According to certain embodiments, the wireless sensor may include a rechargeable battery coupled to an induction coil for recharging the battery. One or more magnets may be disposed within or coupled to the wireless sensor, and the one or more magnets may be arranged to align the induction coil of the wireless sensor with a recharging device to facilitate recharging the battery of the wireless sensor. | 1. A medical sensor comprising: a sensor housing; an emitter disposed in the sensor housing, the emitter being configured to direct light through the tissue of a patient; a detector disposed in the sensor housing, the detector being configured to detect light from the emitter after the light has passed through the tissue of the patient and to convert the detected light to an electrical signal; a rechargeable battery disposed in the sensor housing, the rechargeable battery being adapted to provide power to the emitter and the detector; a first induction coil in the sensor housing and electrically coupled to the rechargeable battery, wherein the first induction coil is operable to inductively receive electrical power and is operable to supply charging power to the rechargeable battery; at least one magnet disposed in the sensor housing, wherein the magnet is configured to align the first induction coil with a generally horizontal surface to enable the first induction coil to receive electrical power from a second induction coil; and a dye disposed in the sensor housing, wherein the dye is configured to exit the sensor housing when the sensor housing is damaged and in the presence of a solution.
4106 | Dual antenna microwave resection and ablation device, system and method of use | A system for generating microwave energy includes a microwave generator that generates first and second microwave signals, a transmission line and a dual antenna microwave device. The transmission line transmits the first and second microwave signals to the microwave device. The microwave device includes a first antenna proximal a second antenna and a dual-sided choke positioned therebetween. The first antenna receives the first microwave signal from the transmission line between a first conductor and a second conductor and the second antenna receives the second microwave signal between the second conductor and a third conductor. The dual-sided choke includes a first and a second antenna choke circuit. The first antenna choke circuit limits the propagation of electromagnetic fields generated by the first antenna toward the second antenna and the second antenna choke circuit limits the propagation of electromagnetic fields generated by the second antenna toward the first antenna. | 1. A microwave ablation probe, comprising: an elongated shaft including a proximal antenna configured to radiate a first microwave frequency signal and a distal antenna configured to radiate a second microwave frequency signal different than the first microwave frequency signal; and a dual-sided choke disposed between the proximal antenna and the distal antenna, the dual-sided choke includes a proximal antenna choke circuit configured to prevent propagation of the first microwave frequency signal to the distal antenna and a distal antenna choke circuit configured to prevent propagation of the second microwave frequency signal to the proximal antenna.
4107 | Apparatus and method for quantification of the desynchronization between the clocks of two HBC active implants | A method of determining desynchronization between a first implantable medical device and a second implantable medical device. The method includes receiving a synchronization query from the first device at the second device, that is transmitted in response to the first device detecting a predetermined transition of a first clock of the first device, the first clock having a first pulse rate. The method further includes determining a number of pulses of a second clock of the second device occurring between reception of the synchronization query and a predetermined transition of a third clock of the second device, the third clock having the first pulse rate. The second clock has a second pulse rate higher than the first pulse rate. The method further includes determining the desynchronization between the first device and the second device based on the determined number of pulses of the second clock. | 1. A method of determining a desynchronization between a first implantable medical device (IMD) and a second IMD, the method comprising: receiving, by a receiver of the second IMD, a synchronization query (SYNC) from the first IMD, the SYNC being transmitted in response to the first IMD detecting a predetermined transition of a first clock of the first IMD, the first clock having a first pulse rate; activating, only upon reception of the SYNC, a second clock of the second IMD, the activating of the second clock being triggered by a control circuit of the second IMD after detection of the SYNC by the receiver of the second IMD; determining, by a counting circuit of the second IMD, a number of pulses of the second clock occurring between reception of the SYNC and a predetermined transition of a third clock of the second IMD, the third clock having the first pulse rate, and the second clock having a second pulse rate higher than the first pulse rate, thereby generating a determined number of pulses of the second clock based on the synchronization query and the transition of the third clock; activating, after the transmission of the SYNC from the first IMD to the second IMD, a fourth clock of the first IMD; sending, to the first IMD, the determined number of pulses of the second clock and turning off the second clock; receiving, by a receiver of the first IMD which is initiated only during a reception window triggered by a clock signal of the fourth clock, the determined number of pulses of the second clock; and determining, upon reception of the determined number of pulse of the second clock, the desynchronization between the first IMD and the second IMD based on the determined number of pulses of the second clock, then deactivating the fourth clock.
4108 | Action detection and activity classification | Activities, actions and events during user performance of physical activity may be detected using various algorithms and templates. Templates may include an arrangement of one or more states that may identify particular event types and timing between events. Templates may be specific to a particular type of activity (e.g., types of sports, drills, events, etc.), user, terrain, time of day and the like. | 1. A computer-implemented method comprising: receiving, by a sensor system having at least a processor and a memory, raw sensor data associated with athletic activity of a user, the raw sensor data being received from one or more sensing devices; determining, by the sensor system and based on a signature of a signal received from the one or more sensing devices, a category of athletic activity being performed; transmitting, from the sensor system to an activity processing system, the determined category of athletic activity being performed; selecting, by the activity processing system, a sensor subscription based on the determined category of athletic activity; transmitting, from the activity processing system to the sensor system, the determined sensor subscription; controlling, by the sensor system, at least one of: an amount of data and a type of data, received by the sensor system based on the determined sensor subscription; transmitting, from the sensor system to the activity processing system, the controlled at least one of: amount of sensor data and type of sensor data; analyzing, by the activity processing system, the transmitted raw sensor data to determine one or more events performed during the athletic activity of the user, the one or more events including at least a heel weight event; selecting, by the activity processing system, a plurality of athletic activity templates for comparison, the plurality of athletic activity templates being selected based on the determined sensor subscription; comparing, by the activity processing system, the determined one or more events to the selected plurality of activity templates; determining, by the activity processing system, whether the determined or more events match one or more activity templates of the selected plurality of activity templates; responsive to determining that the determined one or more events match one or more activity templates, classifying the events of the user as performance of a first action of a first type; determining, by the activity processing system, a quality of the first action; determining, by the activity processing system, whether the quality of the first action is below a predetermined threshold; and responsive to determining that the quality of the first action is below the predetermined threshold, providing, by the activity processing system, coaching information to the user, wherein the coaching information includes at least a coaching instruction related to heel weight.
4109 | Light source device and endoscope apparatus comprising the same | A light source device includes a first semiconductor light source, a second semiconductor light source, and a wavelength converter. The first semiconductor light source emits light in a first wavelength range. The second semiconductor light source emits light in a second wavelength range different from the first wavelength range. The wavelength converter absorbs the light in the first wavelength range to emit light in a third wavelength range different from either of the first wavelength range and the second wavelength range, and transmits the light in the second wavelength range substantially entirely. | 1. An endoscope apparatus comprising: a first light source configured to emit a first light having a first wavelength range; a second light source configured to emit a second light having a second wavelength range; an optical fiber arranged in an inserting portion, wherein the optical fiber is configured to guide the first light emitted by the first light source and the second light emitted by the second light source; and a first phosphor arranged on an inserting end of the inserting portion, wherein the first phosphor is configured to receive the first light guided by the optical fiber and the second light guided by the optical fiber, wherein, based on wavelength conversion and transmission characteristics of the first phosphor, the first phosphor is configured to: wavelength convert at least a part of the first light having the first wavelength range into a third light in a third wavelength range, the third wavelength range including a longer wavelength than wavelengths in the first wavelength range; transmit at least another part of the first light having the first wavelength range; and emit the third light in the third wavelength range and the transmitted at least another part of the first light together as a mixed light; and wherein, based on the wavelength conversion and transmission characteristics of the first phosphor, the first phosphor is further configured to transmit at least a part of the second light having the second wavelength range.
4110 | System, method, and computer-readable medium for facilitating adaptive technologies | A system, method, and computer-readable medium that facilitate software configuration of assistive computer devices by automatically assessing a user's capabilities through questions and tasks are provided. The analysis results of the user's capabilities are then available to assistive computer software applications which may subsequently update their interfaces accordingly. A mapping mechanism from an external input device into a target software application is facilitated for software applications that do not include assistive technology features. | 1. A method of adapting data processing system operational characteristics to a user, comprising: receiving, by the data processing system, a discrete user input from an input device; assessing whether the user is able to utilize one or more other input devices; for each input device able to be utilized by the user, performing a proficiency test for the respective input device; using the results of the proficiency tests performed for each input device by the data processing system for automatically modifying, by the data processing system, an operational characteristic of an interface of the data processing system; periodically evaluating a user proficiency of the input device by a background assessment of the user'ss activities with the input device; and adjusting the automatic modification of the operational characteristic of the interface based on the background assessment; wherein the background assessment of the user'ss activities with the input device comprises: receiving at least one signal from the input device for non-accessibility enhanced target software that is unable to perform the background assessment; determining, from the at least one signal, by an adaptation module, the proficiency of the user with the input device and that an adjustment of the automatic modification of the operational characteristic of the interface is required; wherein adjusting the automatic modification of the operational characteristic of the interface comprises: adjusting the at least one signal; and providing the adjusted at least one signal to the non-accessibility enhanced target software.
4111 | Laser obstacle detector | The present invention provides a device for assisting a person in determining the presence or identity of obstacles in the person's path, characterized by a housing, a laser projector for generating a laser pattern in a surface in said person's path, a receiver for at least receiving a plurality of images of the laser pattern reflected from the surface and for generating a signal corresponding to said laser pattern reflection and a processor for processing said signal to at least determine the presence or identity of an object, and a warning generator for generating a warning to the person. The present invention also provides a method for assisting a person in determining the presence of an object in a person's path comprising generating a laser pattern comprising a plurality of laser lines on a surface, distinguishing between one or more straight line segments in the laser pattern and distorted line segments of said laser pattern after they are reflected from said surface and evaluating the distortions in said line segments of said laser pattern to determine the presence or identity of an object in the person's path. The present invention can be used to assist the visually impaired in seeing objects in their path or can be used by a sighted user in game play or at night for detecting obstacles. Some of the functions of the present device can be provided in a smart phone which can be adapted with a laser projection as a separate attachment or as part of the smart phone circuitry. | 1. A device for assisting a person in determining the presence or identity of obstacles in that person'ss path, characterized by: a housing; a laser projector for generating a laser pattern on a surface in said person'ss path; a receiver for at least receiving at least one first image including the surface in the person'ss path and at least one second image including the surface in the person'ss path and said laser pattern reflected from said surface; a processor configured to: digitally subtract a background image of the person'ss path to isolate the laser pattern reflected from the surface, and determine the presence or identity of an object in the person'ss path based on the laser pattern reflected from the surface, and cause a warning generator to generate a warning to said person.
4112 | Ceramic bushing with filter | One aspect relates to an electrical bushing for use in a housing of an implantable medical device. The electrical bushing includes at least one electrically insulating base body and at least one electrical conducting element. The conducting element is set up to establish, through the base body, at least one electrically conductive connection between an internal space of the housing and an external space. The conducting element is hermetically sealed with respect to the base body. The at least one conducting element includes at least one cermet. The electrical bushing includes an electrical filter structure. The at least one conducting element forms at least one electrically conducting surface of the filter structure. | 1. An electrical bushing for use in a housing of an implantable medical device, whereby the electrical bushing comprises at least one electrically insulating base body and at least one electrical conducting element; whereby the conducting element establishes, though the base body, at least one electrically conductive connection between an internal space of the housing and an external space; whereby the conducting element is hermetically sealed with respect to the base body; and characterized in that the electrical bushing comprises an electrical filter structure, whereby the at least one conducting element provides at least one electrically conductive surface of the filter structure and such that the conducting element and the electrically conductive surface of the filter structure both comprise at least one cermet such that they are connected through a firmly bonded, electrically conductive connection and are part of the same structure and such that there is no connective material or gaps therebetween.
4113 | Method for manufacture of multi-layer wire structure for high efficiency wireless communication | A structure for wireless communication having a plurality of conductor layers, an insulator layer separating each of the conductor layers, and at least one connector connecting two of the conductor layers wherein an electrical resistance is reduced when an electrical signal is induced in the resonator at a predetermined frequency. | 1. A method of manufacturing a wire structure, the method comprising: a) forming a plurality of first conductors, wherein each of the plurality of first conductors comprises a first conductor thickness and a first conductor skin depth extending from a first conductor outer surface into the first conductor thickness, and wherein the first conductor thickness is equal to or greater than the first conductor skin depth; and b) forming a plurality of first insulators, each first insulator positioned between each of the plurality of first conductors so that the wire structure is capable of propagating an electrical voltage, an electrical current or a data signal through at least one of the plurality of first conductor skin depths within the respective first conductor; and c) forming at least one connector so that it connects at least two of the plurality of first conductors.
4114 | Method of initializing a channel in a medical body area network | According to the disclosure of the present invention, a method of a Network Body Area Network (MBAN) master to control the channel defaulting of an MBAN terminal in an MBAN system is provided. The method includes: performing an association process with the MBAN terminal through a channel of a first frequency band; and transmitting control information for the channel initialization of the MBAN terminal to the MBAN terminal. The control information includes a channel defaulting timer, and a value of the channel defaulting timer indicates a time between the timing when the MBAN terminal cannot receive a signal from a channel of the first frequency band in use and the timing when the channel search of a second frequency band starts. | 1. A method of an MBAN (Medical Body Area Network) master to perform channel initialization on an MBAN terminal in an MBAN system, the method comprising: performing an association process with the MBAN terminal through a channel of a first frequency band; and transmitting control information for channel initialization of the MBAN terminal to the MBAN terminal, wherein the control information includes a channel initializing timer, wherein a value of the channel initializing timer indicates a period from a time when the MBAN terminal cannot receive a signal through a channel of the first frequency band being used to a time when the MBAN terminal starts to search a channel of a second frequency band or another channel of the first frequency band, wherein the control information further includes an action code, wherein the action code indicates a first searching scheme or a second searching scheme, wherein the first searching scheme is searching the channel of the second frequency band after searching the another channel of the first frequency band, wherein the second searching scheme is searching the channel of the second frequency band without searching the another channel of the first frequency band, wherein the first frequency band is a secondary channel for the MBAN terminal, wherein the second frequency band is a primary channel for the MBAN terminal, and wherein the period is determined based on a type of a service being used by the MBAN terminal, a history of access of the MBAN terminal to a channel, and an operating scheme of the MBAN master.
4115 | Method and apparatus for wireless distributed computing | Systems and methods for distributed computing between communication devices. A femto node is treated as a trusted extension of a user equipment and performs processing tasks on behalf of the user equipment. The femto node is also treated as a trusted extension of network servers and performs services on behalf of the network servers. Tasks are thus distributed between the network servers, the femto node and one or more user equipments. The tasks include processing data, filtering incoming messages, and caching network service information. | 1. A method of communication, the method comprising: determining, by an apparatus: one or more processing tasks related to wireless communications to be performed at the apparatus to be offloaded to an access point, and a resource savings value associated with offloading the one or more processing tasks; generating a first communication comprising an indication of the one or more processing tasks; transmitting the first communication to the access point; and receiving a second communication from the access point, the second communication comprising an indication of a result of the one or more processing tasks.
4116 | Adjustable bed position control | An adjustable bed handheld remote control may include a handheld housing, a touch sensor on a front face of the handheld housing, a transmitter and the like. The touch sensor may be presented in a slider form and may be adapted to facilitate a user in adjusting a frame position of an adjustable bed. The transmitter may be electrically coupled to a processor and may receive input from the touch sensor, for communication control signals to the adjustable bed in accordance with the input received from the touch sensor. | 1. An adjustable bed handheld remote control, comprising: a handheld housing; a processor disposed in the handheld housing; a transceiver disposed in the handheld housing and electronically coupled to the processor, the transceiver being adapted to transmit a first control signal to an adjustable bed facility based on user input, the first control signal corresponding to a motion command to adjust at least one bed segment of the adjustable bed facility, transmit a second control signal to a secondary system based on user input, the second control signal corresponding to a secondary system command to adjust at least one parameter of the secondary system, and receive data from the adjustable bed facility indicating a new setting for at least one of the adjusted bed segment and the adjusted secondary system parameter; and a touch screen user interface on the handheld housing, the touch screen user interface being adapted to receive the user input corresponding to the first control signal, receive the user input corresponding to the second control signal, display graphical information on the touch screen user interface corresponding to the new setting, and receive further user input corresponding to at least one of (i) a further motion command to adjust the at least one bed segment of the adjustable bed facility, and (ii) a further secondary system command to adjust the at least one parameter of the secondary system of the adjustable bed facility; wherein, in response to receipt of the motion command from the remote control, the adjustable bed facility is adapted to position adjust the at least one bed segment of the adjustable bed facility with feedback based on a comparison of a sensor feedback and a predetermined position stored in memory.
4117 | Powered surgical tool with a control module in a sealed housing, the housing having active seals for protecting internal components from the effects of sterilization | A powered surgical tool with a housing that contains a power generating unit such as a motor. A control module is disposed in a shell that is mounted in the housing. Conductive pins extend through the shell to provide electrical connections to the components within the shell. An active seals are disposed around the conductors and the inner walls of the shell that define the openings in which the shells are seated. Each active seal include an inner and outer skirt. A biasing component disposed between the skirts urges the inner skirt against the section of the conductive pin seated in the opening. The biasing component also urges the outer skirt against the adjacent opening-defining inner wall of the shell. The active seal functions as a barrier between the conductive pin and the adjacent inner wall of the shell. | 1. A powered surgical tool including: a housing; a power generating unit disposed in said housing; an attachment that extends from said housing that is connected to and actuated by the power generating unit for performing a surgical/medical task; a control module disposed in the housing, the control module having: a shell, said shell formed with at least one opening: a circuit disposed in said shell for regulating operation of said power generating unit; at least one conductive pin that extends through the at least one opening of said shell for establishing an electrical connection between said power generating unit and said circuit; and a seal assembly disposed in said at least one opening of said shell, said seal including: a first stop disposed in the at least one opening around said pin, said first stop extending to an inner surface of said shell that defines the shell opening; a second stop disposed in the at least one opening around said pin said second stop extending to the inner surface of said shell that defines the shell opening, said second stop being spaced away from said first stop; a seal unit disposed in the at least one opening around said conductive pin and between said first and second stops, said seal including: a boot, said boot shaped to have an inner skirt that extends around a section of said conductive pin that that extends through the shell opening; an outer skirt disposed around said pin adjacent the inner surface of said shell that defines the shell opening; and a base that extends between said skirts; and at least one biasing member located between said skirts that biases the outer skirt against the shell inner surface or biases the inner skirt against said pin.
4118 | Cochlear implant with improved electrode array and controller | A cochlear implant device includes a deformable and stretchable flexible strip composed of a biological compatible material and positioned about a longitudinal axis so as to form a spiral. The implant device has a plurality of conductive strips with electrode windows formed so as to expose a segment of each conductive strip. A density of the electrode windows is sufficient to monitor a distance of the flexible strip from a non-conductive tissue of a patient in a 360 degree field of view about the longitudinal axis. A method of inserting a cochlear implant includes providing a multi-joint robot comprised of a series of actuator units, guiding the multi-joint robot into an inner ear of a patient, monitoring the position of the multi-joint robot relative to a non-conductive portion of the patient; and applying current to the multi joint robot so as to adjust the position of the actuator units. | 1. A multi joint robot comprising: a plurality of multi joint actuator units interconnected mechanically and controllable electronically; each of the plurality of multi joint actuator units including at least two micro-tilt stages, an inner column disposed between the central discs, and at least one wire in communication with the at least two micro-tilt stages, each of the at least one wire having a terminal wire end protruding from each of the at least two micro-tilt stages, respectfully; an outer surface of the multi joint robot configured to receive a cochlear implant, each terminal wire end electrically engageable with a conductive strip of the cochlear implant; each of the plurality of multi joint actuator units being capable of independent remote activation by electronic communication.
4119 | Patch-sized fluid delivery systems and methods | A patch-sized fluid delivery device may include a reusable portion and a disposable portion. The disposable portion may include components that come into contact with the fluid, while the reusable portion may include only components that do not come into contact with the fluid. Redundant systems, such as redundant controllers, power sources, motor actuators, and alarms, may be provided. Alternatively or additionally, certain components can be multi-functional, such a microphones and loudspeakers that may be used for both acoustic volume sensing and for other functions and a coil that may be used as both an inductive coupler for a battery recharger and an antenna for a wireless transceiver. Various types of network interfaces may be provided in order to allow for remote control and monitoring of the device. | 1. A delivery device comprising: a first housing portion; a second housing portion configured to selectively engage with and disengage from the first housing portion; a rotatable rotor supporting a grouping of coupled projections for movement in an annular path with the rotation of the rotor wherein the rotor comprises a rotary wheel supported for rotation about an axis of rotation and wherein the grouping of coupled projections comprises at least one rotatable roller supported for rotation on the rotary wheel about the axis of rotation; a conduit having a flexible portion arranged within at least a portion of the annular path of the grouping of coupled projections, each one of the grouping of coupled projections to be engaged in turn at a single location along the annular path when the second housing portion and the first housing portion are engaged, the flexible portion of the conduit being resiliently collapsible at the location of engagement of the coupled projection to provide an intermittent pulse of force at the single location as the rotor rotates the grouping of coupled projections along the annular path while the second housing portion and first housing portion are engaged, the conduit being connectable in fluid flow communication with an injection site; a collapsible reservoir having an interior volume for containing a fluid, the interior volume of the reservoir being in fluid flow communication with the conduit; and a drive device operatively coupled to the rotor for selectively rotating the rotor.
4120 | Patch-sized fluid delivery systems and methods | A patch-sized fluid delivery device may include a reusable portion and a disposable portion. The disposable portion may include components that come into contact with the fluid, while the reusable portion may include only components that do not come into contact with the fluid. Redundant systems, such as redundant controllers, power sources, motor actuators, and alarms, may be provided. Alternatively or additionally, certain components can be multi-functional, such a microphones and loudspeakers that may be used for both acoustic volume sensing and for other functions and a coil that may be used as both an inductive coupler for a battery recharger and an antenna for a wireless transceiver. Various types of network interfaces may be provided in order to allow for remote control and monitoring of the device. | 1. A delivery device comprising: a first housing portion; a second housing portion configured to selectively engage with and disengage from the first housing portion; a rotatable member supporting a grouping of coupled projections for movement in an annular path with the rotation of the rotatable member; a resilient member supported by the first housing portion and having a flexible portion and arranged within at least a portion of the annular path of the grouping of coupled projections to be engaged at a single location along the annular path, in turn, by the grouping of coupled projections when the second housing portion and the first housing portion are engaged, the flexible portion of the resilient member being resiliently collapsible at the single location of engagement of the grouping of coupled projections to provide an intermittent pulse of force at the single location as the rotatable member rotates the grouping of coupled projections along the annular path while the second housing portion and first housing portion are engaged, the resilient member being connectable in fluid flow communication with an injection site, wherein the flexible portion of the resilient member is supported on a flat support surface; a reservoir having an interior volume for containing a fluid, the interior volume of the reservoir being in fluid flow communication with the resilient member; and a motor supported by the second housing portion and operatively coupled to the rotatable member for selectively rotating the rotatable member.
4121 | Tile mounting for pet detectors | A nuclear scanner includes an annular support structure ( 32 ) which supports a plurality of detector modules ( 30 ). Each detector module includes a cooling and mounting structure ( 34 ) to which a plurality of tiles ( 40 ) are mounted by passing pins ( 46 - 49 ) through holes ( 38 ) in the cooling and mounting structure ( 34 ) to position each tile and thermally connect each tile to the cooling and mounting structure ( 34 ). A tile mount ( 44 ) on the side of the tile that makes contact with the cooling and mounting structure has a smooth face to make contact with the cooling and mounting structure to provide good thermal contact between the tile ( 40 ) and the cooling and support structure ( 34 ). | 1. A tile configured to be assembled with like tiles into an array to form a detector for positron emission tomography (PET), the tile comprising: an array of radiation detectors and associated electronics which are configured to generate signals in response to receiving radiation events; a mount which is configured to mount the tile to and in thermal communication with a cooling and mounting structure and which is configured to position a mounting face of the tile relative to the cooling and mounting structure.
4122 | Device for converting current pulses into voltage pulses | An electronic device to simply and efficiently measure energy of incident photons in a very short time and with a very high count rate and high precision, starting from current pulses from an ionizing electromagnetic radiation detector, the electronic device including an analog delay line with switched capacitors with controlled loss at an output from a charge preamplifier. | 1. A device for conversion of current pulses into voltage pulses, comprising: an integrator circuit comprising a first capacitor and a first resistor placed in parallel between an output and an inverting input of an operational amplifier, the inverting input to the operational amplifier receiving the current pulses; a delay line receiving the output from the integrator circuit and generating a delay, wherein the delay line comprises at least one memory cell, the at least one memory cell comprising: a second capacitor and a second resistor mounted in parallel, the product of a resistance of the first resistor and a capacitance of the first capacitor being equal to the product of a resistance of the second resistor and a capacitance of the second capacitor; a write switch connected to a first common node to the second capacitor and the second resistor, configured to charge the second capacitor from an output from the integrator circuit when the write switch is conducting and storing a voltage at terminals of the second capacitor when the write switch is in high impedance; a read switch connected to the first common node and configured to read a voltage of the first common node when the read switch is conducting; and further comprising a subtractor configured to subtract the voltage stored at the terminals of the second capacitor from the output from the integrator circuit and provide a voltage difference thus obtained.
4123 | Methods using patient monitoring devices with unique patient IDs and a telemetry system | Patient information is acquired using a patient monitoring device. The patient information is selected from of at least one of, a patient's activities, behaviors and habit information, and patient monitoring. The patient monitoring device has a unique patient ID, ID circuitry including ID storage, a communication system that reads and transmits the unique ID from an ID storage. Also included are a power source and a pathway system to route signals through the circuitry. A database of patient ID's is accessed at the telemetry system. The patient information is communicated from the patient monitoring device with the telemetry system in communication with the patient monitoring device. Patient information is analyzed at the telemetry system to create personalized information about the patient. | 1. A method for monitoring a person patient, comprising: acquiring sleep information about the person patient using a monitoring device that includes a microphone an RF transmitter and sensors to determine air quality, sound level/quality, light quality and ambient temperature near the person patient, the RF transmitter serving as a communication system; and using one or more analysis tools including at least an accelerometer or a movement detection device configured to detect movement sounds of the person patient, the accelerator and the monitoring device configured to calculate or derive sleep onset and wake time, sleep interruptions, and quality and depth of sleep, the microphone configured to record the person patient'ss movement sounds detected by the accelerometer or the movement detection device, the accelerometer or movement detection device configured to cause the microphone to stop recording the person patient'ss movement sounds when the movement sounds are not directed to a sleep related parameter; accessing the person patient'ss profile stored in a database at a telemetry system, the telemetry system in operation selecting records of sleep information and sleep behavior information data of one or more person patients, the telemetry system analyzes the person patient'ss movement sounds to calculate or derive sleep onset and wake time, sleep interruptions, and the quality and depth of sleep; providing feedback to the person patient.
4124 | Health data collection tool | A portable health data tool permits a health care provider to assimilate and display a plurality of health care data from a patient and to associate the data with patient identifying information all stored in a memory contained in the tool. The tool includes a code reader for reading patient information into the tool from a bar code or other coded tag. The tool is associated with a plurality of different data assimilation devices stored with the tool's housing, including but not limited to, instruments for measuring, temperature, blood pressure, two-finger or lead wire ECG data, pulse oximetry data, sound data and picture data obtained from an optional digital camera integrated within the housing. The tool further includes data receiver and/or transmitter ports, which may be wireless or cable ports, for transferring data between the health data tool and a separate computer system that stores patient records. | 1. A hand held health data tool defined by a housing having an upper and a lower portion, wherein a front surface of the upper portion supports a display screen and a plurality of input keys, and wherein the lower portion extends downwardly from one end of the upper portion at an angle relative to said front surface, the health data tool comprising: a plurality of data assimilation devices, wherein more than one of said plurality of data assimilation devices simultaneously acquire a plurality of signal data related to a patient for simultaneous display on the display screen, and wherein at least one of said plurality of data assimilation devices is associated with the upper portion and at least another one of said plurality of data assimilation devices is associated with the lower portion; a plurality of input ports associated with said plurality of data assimilation devices, wherein at least one of said plurality of input ports is a two-way input/output computer interface port, and wherein at least another one of said plurality of input ports is a plug-and-play switch port to automatically set the health data tool for acquiring signal data from a data assimilation device plugged into said plug-and-play switch port; a code reader to associate the plurality of signal data with a plurality of patient information extracted from an identifying device associated with the patient; a plurality of spaces configured to carry said plurality of data assimilation devices, wherein at least one of said plurality of spaces is associated with the upper portion and at least another one of said plurality of spaces is associated with the lower portion, wherein said plurality of spaces are configured as at least one of a hollow compartment or a receptacle, and wherein said plurality of data assimilation devices are securely held within said plurality of spaces using at least one of a door, a clamp, a hook, Velcro or a latch; a microprocessor located within the housing for converting the plurality of signal data into health care data; and an electronic memory, located within the housing, to store said patient information and the health care data.
4125 | Ketone measurement system capable of detecting and notifying a user of proper insertion of detachable components | Systems and related methods are provided for measuring a ketone in the fluid of a patient or other user. The systems include a portable measurement device for analyzing a plurality of fluid samples and for generating a corresponding plurality of ketone measurement results. The systems also include an electronic or communications device, for example, such as a cell phone or smartphone, configured to communicate with the measurement device. The system further includes a software application. The systems and related methods according to one aspect provide reminders, preferably interactive reminders that facilitate user compliance with a weight management or diabetic ketoacidosis (DKA) monitoring or prevention program. The systems and related methods according to another aspect incorporate ketone tags and/or trigger points to improve accuracy of results and to advance user compliance. | 1. A breath analysis system, comprising: a portable breath analysis device comprising: a first presence sensor that senses when a breath bag is coupled to the portable breath analysis device; a second presence sensor that senses when a cartridge for analyzing contents of the breath bag is coupled to the portable breath analysis device; a wireless transceiver; and a processor coupled to the first and second presence sensors and the wireless transceiver; and a mobile application configured to run on a mobile device of a user, the mobile application comprising executable instructions that direct the mobile device to at least: establish a wireless connection between the mobile device and the breath analysis device, guide the user through a process of running at least a portion of a test in which the breath analysis device analyzes contents of the breath bag using the cartridge, wherein the processor of the breath analysis device is programmed to notify the mobile application, via the wireless connection, of states of the first and second presence sensors, display on the mobile device a user interface that indicates to the user, based on the communicated states of the first and second presence sensors, whether a breath bag is coupled to the breath analysis device and whether a cartridge is coupled to the breath analysis device, and prevent the user, via the user interface, from selecting an option to run the test in response to a determination that an order in which the breath bag and the cartridge are coupled to the breath analysis device relative to each other is incorrect.
4126 | Distributed healthcare communication system | A graphical audio station of a nurse call system is operable to permit a user to perform one or more of the following functions: establish a two-way voice communication link with another computer device in another patient and/or with a another computer device located in another staff work area and/or with a wireless communication device carried by caregiver and/or with a telephone of the healthcare facility; broadcast a voice page to a group of other selected computer devices; compose and send a text message to a portable device that is carried by a caregiver and that has wireless communication capability; browse web pages and/or view multimedia content, such as videos, hosted on servers of the healthcare facility and/or that are accessible via the Internet; view and/or acknowledge and/or answer and/or cancel alerts or nurse calls originating in a plurality of patient rooms. | 1. A healthcare communication system for use in a healthcare facility having a plurality of patient rooms, the healthcare communication system comprising: a plurality of graphical audio stations, each of the patient rooms having at least one of the plurality of graphical audio stations located therein, each graphical audio station being operable to display a list of nurse calls for the room in which the graphical audio station is located and for other rooms, and a master station communicatively coupled to each of the graphical audio stations, each of the plurality of graphical audio stations having a graphical display screen that is operable to display user inputs that are usable to conduct a search for a location within the healthcare facility of a specific caregiver.
4127 | Multi-event time and data tracking device (for behavior analysis) | A battery operated multi-event data and time tracking device for monitoring behaviors and behavior-related data for the purpose of analysis, comprising a plurality of buttons on the face and/or touch screen of a device, grouped together and labeled with numbers 1-26 and letters A-Z organized in a qwerty format icons and with icons representing various behavioral events and behavior-related data. The information screen will additionally display various temporal, numerical and anecdotal data corresponding to particular behavioral events. There is also a decimal point button, a clear button and scanning buttons as well as set, data and off switches. The device further comprises a microprocessor, a USB port, a SD card port, wireless, including but not limited to Bluetooth and WiFi capability for data transfer to and from a permanent memory storage or data cloud, wherein data will be organized in graphic format for the analysis of behaviors and behavioral data. | 1. A battery operated multi-event data and time tracking device for monitoring behaviors and behavior-related data consisting essentially of: a first plurality of buttons on the face the device, grouped together and labeled with numbers 1-26 and letters A-Z organized in a QWERTY format, which records and stores behavior-related data and has the capability of instantly indicating that data as well as an aggregate number of instances of a particular behavioral event or program through display on an information screen on the face of the device; a second plurality of buttons on the face of the device, grouped together and labeled to represent their functions, wherein each button accesses and has a capability of recording data of different behavioral events and programs with all buttons corresponding to representation in iconic, numerical or word form on the information screen of the device; a clear button, a decimal point button and scanning multi-directional arrow button on the face of the device with a capability to navigate different screens of the device through finger movements on the face of the device; an On, Off and Wireless transmission switch on a side of the device; an information screen on the face of the device displaying temporal, numerical and anecdotal data in various modes with respect to particular events and programs, a microprocessor for providing temporary memory storage for the device and mode selection and data input for each of the buttons as well as allowing wireless, WiFi, and/or Bluetooth transmission of data to and from a permanent memory storage of other computing devices and/or data cloud; and USB and SD card ports on a side of the device for optional non-wireless data transfer from the temporary memory storage to and from the permanent memory storage for the purpose of having the data organized in a graphic format to facilitate a functional analysis of behaviors as well as a comparison of behavior trends based on the frequency, duration, temporal data and simultaneous occurrences of behaviors.
4128 | System for evaluating driving competency of a subject | A system for testing and evaluating driving competency of a subject is disclosed. The system includes a first test unit for providing a simple driving reaction test sequence, a complex driving reaction test sequence and a depth perception test sequence, a second test unit for providing a low illumination vision test sequence and a glare recovery test sequence, a third test unit for providing a side vision test sequence, a first switching module for enabling the subject to undergo the simple driving reaction test sequence and the complex driving reaction test sequence, a second switching module for enabling the subject to undergo the depth perception test sequence, the low illumination vision test sequence, and the glare recovery test sequence, a master control unit for interacting and controlling the first test unit, the second test unit, the third test unit, the first switching module, and the second switching module. | 1. A system for testing and evaluating driving competency of the subject, comprising: a first test unit comprising a plurality of light indicators and a perception window comprising a first lighting panel and a second lighting panel configured on either side, wherein the first test unit is configured to provide a plurality of tests to the subject, wherein the plurality of tests comprise a simple driving reaction test, a complex driving reaction test, and a depth perception test, wherein the simple driving reaction test and complex driving reaction test are configured to test reaction time, such that a reaction time not exceeding a first predetermined time qualifies under the simple reaction test and a reaction time not exceeding a second predetermined time different than the first predetermined time qualifies under the complex reaction test, wherein the depth perception test is configured to evaluate the subject'ss ability to measure the distance between a column of lighting that appears fixed and a column of lighting that appears to be moving, wherein the depth perception test is satisfied when the difference of distance between the column of lighting which is fixed and the column of lighting that appears to be moving does not exceed a predetermined value; a second test unit comprising a plurality of headlamps, wherein the second test unit is configured to provide a plurality of second driving tests to the subject, wherein the plurality of second driving tests comprise a low illumination vision test, and a glare recovery test, wherein the low illumination vision test is configured to determine the subject'ss ability to timely recognize multiple traffic symbols under a low level of illumination, such that a recognition time not exceeding a predetermined time is a qualifying recognition time, wherein the glare recovery test is configured to determine a subject'ss ability to timely recover from a glare effect caused by an approaching vehicle, such that a recovery time not exceeding a predetermined time is a qualifying recovery time; a third test unit comprising a plurality of lighting panels configured on either edges of a platform, a plurality of switches on either side of the platform to generate a wave motion on either side of the subject'ss eyes; and a predefined location for placing a chin of the subject on the center of the platform, wherein the third test unit is configured to provide a third driving test to the subject, wherein the third driving test comprises a side vision test, wherein the side vision test is configured to determine the subject'ss angle of vision on either side of a path, such that an angle of vision equal to or exceeding a predetermined angle is a qualifying angle of vision; a first switching module comprising a first plurality of switching elements in communication with the first test unit, wherein the first switching module is configured to register the subject'ss response in the simple driving reaction test and the complex driving reaction test, wherein the first switching module further comprises a first set of input receiving means, wherein the first set of input receiving means comprises an accelerator and a brake, wherein the first set of input receiving means allows the subject to register responses to the simple and complex reaction tests; a second switching module comprising a second plurality of switching elements in communication with the first test unit and the second test unit, wherein the second switching module is configured to register the subject'ss response in the low illumination vision test, the glare recovery test and the depth perception test, wherein the second switching module comprises a second set of input receiving means, wherein the first set of input receiving means is used to provide input for the depth perception test, and the second set of input receiving means correspond to a plurality of traffic symbols, wherein the second set of input receiving means is used to provide input for the low illumination test and glare recovery test; and a master control unit comprising a test selector, a display, a plurality of buttons, and a plurality of indicators, wherein the test selector is for selecting one of the first, second and third driving tests, wherein the display is for displaying a name and a result corresponding to at least one of the first, second and third driving test, wherein the plurality of buttons is for performing an initiation and a termination of the first, second and third driving test, wherein the plurality of indicators are for indicating a result, an initiation, and a termination of the first, second, and third driving test, wherein the master control unit is configured to interact and control the first test unit, the second test unit, the third test unit, the first switching module, and the second switching module, wherein the master control unit, the first test unit, the second test unit, the third test unit, the first switching module, and the second switching module may be programmed to display, measure, and record a plurality of test parameters associated with testing and evaluating driving competency of the subject.
4129 | Method for manufacture of multi-layer-multi-turn high efficiency inductors | A multi-layer, multi-turn structure for an inductor having a plurality of conductor layers separated by layers of insulator is described. The inductor further comprises a connector electrically connected between the conductor layers. The structure of the inductor may comprise a cavity therewithin. The structure of the inductor constructed such that electrical resistance is reduced therewithin, thus increasing the efficiency of the inductor. The inductor is particularly useful at operating within the radio frequency range and greater. | 1. A method of manufacturing an inductor structure, the method comprising the following steps: providing a first conductor layer and a second conductor layer, the first conductor layer and the second conductor layer being electrically conductive; positioning an insulator layer between the first conductor layer and the second conductor layer; and connecting the first conductor layer and the second conductor layer in an electrically parallel connection with at least two connectors, each connector having an electrical impedance; wherein, when an electrical current is propagated within at least the first conductor layer, a magnetic flux is generated within the inductor when a change occurs in at least one of a frequency, a magnitude, or a waveform shape of the propagated electrical current.
4130 | Use of defined ferromagnetic materials for optimized implant coil coupling | A coil arrangement is described for an implantable medical system. A coil winding has a planar ring shape winding that encloses a coil interior area. The coil winding is adapted for placement parallel to a corresponding partner coil for communication of an implant link signal having an associated magnetic field component characterized by a coupling factor k representing fractional amount of magnetic field coupling between the coils. A coil coupling lens of magnetic conductive material has multiple lens surfaces and is adapted to shape the magnetic field component to increase the coupling factor and minimize self-heating of adjacent tissues due to the magnetic field component. The lens surfaces include: i. an inner lens surface lying substantially parallel to the plane of the ring shape winding and having an inner lens surface perimeter enclosed within the coil interior area, ii. an outer lens surface lying substantially parallel to the inner lens surface and having an outer lens surface perimeter greater than the inner lens surface perimeter, and iii. at least one lens connecting surface connecting the inner lens surface perimeter and the outer lens surface perimeter. | 1. A coil arrangement for an implantable medical system, the arrangement comprising: a coil winding having a planar ring shape winding enclosing a coil interior area and adapted for placement parallel to a corresponding partner coil for communication of an implant link signal having an associated magnetic field component characterized by a coupling factor k representing fractional amount of magnetic field coupling between the coils; and a coil coupling lens of magnetic conductive material with a plurality of lens surfaces adapted to shape the magnetic field component to increase the coupling factor and minimize self-heating of adjacent tissues due to the magnetic field component; wherein the lens surfaces include: i. an inner lens surface lying substantially parallel to the plane of the ring shape winding and having an inner lens surface perimeter enclosed within the coil interior area, ii. an outer lens surface lying substantially parallel to the inner lens surface and having an outer lens surface perimeter greater than the inner lens surface perimeter, and iii. at least one lens connecting surface connecting the inner lens surface perimeter and the outer lens surface perimeter.
4131 | Medical cable including authentication circuit | Medical cable authentication apparatuses and methods are disclosed. Some embodiments herein provide a medical cable assembly for use in a patient monitoring system including authentication circuit. The authentication circuit can provide a signal indicative of whether the medical cable assembly is compatible, or desirable for use with a particular patient monitor and/or sensor. The authentication circuit can include a substantially constant current source that drives a capacitor, wherein a voltage signal provided by a patient monitor drives the current source, and the voltage across the capacitor is used to generate an authentication output signal. | 1. A medical cable for transmitting data between a patient monitor and a sensor, the medical cable comprising: a cable body; a first connector connected to the cable body and configured to be coupled to a patient monitor; a second connector connected to the cable body, the second connector configured to be coupled to a sensor and to receive a sensor signal from the sensor that comprises information related to the one or more physiological parameters; and an authentication circuit, configured to receive a test signal from the patient monitor and generate an output ramp signal responsive to the test signal that reaches a target voltage within an amount of time expected by the patient monitor, thereby enabling the monitor to authenticate the medical cable, wherein the second connector comprises a portion of an electrically conductive path in series with a switch, the conductive path configured to transmit the test signal from the patient monitor to the authentication circuit, said second connector configured to close the switch in response to being coupled to the sensor.
4132 | Managing interactions in a virtual world environment | Methods and apparatus associate a computed trust level to avatars that interact with one another in a simulated environment. The avatars may represent legitimate users of the virtual world or spammers. System monitoring of each avatar provides ability to recognize potential spammers and create an alternate indication of the spammers. A user index may be used to store data describing attributes of each avatar for analysis using programs stored in memory. | 1. A computer-implemented method of evaluating actions of a first avatar in a virtual environment, comprising: assigning, by operation of one or more computer processors, an initial trust rank to the first avatar upon the first avatar creating an account on a system linked to a network that enables communication with other avatars within the virtual environment; executing a spam detection module to programmatically monitor one or more interactions between the first avatar and at least a second avatar; adjusting, by the spam detection module, the initial trust rank to a computed adjusted trust rank based on the interactions that are monitored; and disabling, by the spam detection module, the account of the first avatar when the computed adjusted trust rank reaches a specified threshold, wherein upon disabling the account of the first avatar, the first avatar is not visible to any avatars in the virtual environment.
4133 | Chiller-less cooling system and method for interventional detector | A chiller-less cooling system for cooling an interventional detector comprising a detector housing. The detector housing comprising a detector tray to which the detector is attached, a lift frame on which a driving mechanism is installed to lift up/down the detector housing, a connecting arm to connect the detector tray and the lift frame, and a cover. The cooling system comprising a heat pipes connecting the detector tray and the lift frame so as to reduce a thermal resistance between the detector tray and the lift frame and transfer more heat from the detector, an external heat sink connected with the heat pipe for reducing a thermal resistance between the lift frame and an ambient environment, and a high heat transfer coefficient device embedded into the detector tray for collecting heat leading to the heat pipe, obtaining a uniform temperature distribution, and reducing a thermal resistance of the detector tray. | 1. A cooling system for cooling an interventional detector comprising a detector housing, the detector housing comprising a detector tray to which the detector is attached, a lift frame on which a driving mechanism is installed to lift up/down the detector housing, a connecting arm connecting the detector tray and the lift frame, and a cover shielding the detector and other components from other external objects, the cooling system comprising: a heat pipe connecting the detector tray and the lift frame, wherein the heat pipe is configured to reduce a thermal resistance between the detector tray and the lift frame and to transfer more heat from the detector; an external heat sink connected with the heat pipe, wherein the external heat sink is configured to reduce a thermal resistance between the lift frame and the ambient environment; and a heat transfer coefficient device embedded into the detector tray, wherein the heat transfer coefficient device is a vapor chamber configured to collect heat leading to the heat pipe, obtain a uniform temperature distribution, and reduce a thermal resistance of the detector tray.
4134 | Defibrillator display | Systems and methods related to the field of cardiac resuscitation, and in particular to devices for assisting rescuers in performing cardio-pulmonary resuscitation (CPR) are described herein. | 1. A method for monitoring patient activity using an external defibrillator, the method comprising: receiving information about the patient'ss heart activity; obtaining data regarding chest compressions performed on the patient; determining values for depth and rate of a plurality of the chest compressions; displaying on a graphical display screen of the defibrillator, indications of the determined values for depth and rate and an electrocardiogram trace of the patient'ss heart activity; wherein displaying the electrocardiogram trace of the patient'ss heart activity comprises displaying an unfiltered electrocardiogram showing compression artifacts, sensing that the chest compressions have commenced on the patient, and displaying a filtered electrocardiogram that filters said chest compression artifacts, and displaying on the graphical display screen of the defibrillator an indication of whether the electrocardiogram is the unfiltered electrocardiogram or the filtered electrocardiogram.
4135 | Apparatus and methods for the measurement of cardiac output | The current invention provides an endotracheal tube fabricated with an array of electrodes disposed on an inflatable cuff on the tube. The array of electrodes includes multiple sense electrodes and a current electrode. The array of electrodes on the inflatable cuff is applied using a positive displacement dispensing system, such as a MicroPen®. A ground electrode is disposed on the tube approximately midway between the inflatable cuff and the midpoint of the endotracheal tube. The endotracheal tube is partially inserted into a mammalian subject's airway such that when the inflatable cuff is inflated, thereby fixing the tube in position, the array of electrodes is brought into close contact with the tracheal mucosa in relative proximity to the aorta. The endotracheal tube is useful in the measurement of cardiac parameters such as cardiac output. | 1. A medical device comprising: a tube having a proximal portion and a distal portion; an inflatable cuff connected to the distal portion of said tube; and a plurality of sense electrodes, each of said sense electrodes comprising, an electrode patch joined to said inflatable cuff, an electrode runner extending a length in a proximal-distal orientation from said electrode patch, along said inflatable cuff, and along said distal portion of said tube, said electrode runner being joined along the length to said inflatable cuff and said tube, a polymeric underlayer applied on the inflatable cuff and the tube, the polymeric underlayer separating said electrode patch from said inflatable cuff and separating said electrode runner from said inflatable cuff and said tube, and a polymeric overlayer applied over the length of said electronic runner and applied over a periphery of said electrode patch, wherein said electrode runner, said polymeric underlayer, and said polymeric overlayer being in a sandwich format with said polymeric underlayer being on the bottom and closest to said tube, said polymeric overlayer being on the top and farthest from the tube, and said electrode runner being between said polymeric underlayer and said polymeric overlayer.
4136 | Implantable electrode lead system with a three dimensional arrangement and method of making the same | One embodiment of the invention includes an implantable electrode lead system that includes a series of shims stacked upon each other, a series of first components, and a series of second components connected to the series of first components through a series of connectors. One of the first components extends from one of the shims, and another of the first components extends from another one of the shims. The shims position the first components in a three dimensional arrangement. | 1. A shim assembly for an implantable electrode lead, the shim assembly comprising: a) a first shim surface spaced apart from a second shim surface by a shim sidewall having a sidewall thickness; and b) at least a first recess in the shim sidewall spaced apart from a second recess in the shim sidewall, both the first and second sidewall recesses residing at the first shim surface and extending into a portion of the sidewall thickness, but spaced from the second shim surface; and c) a receptacle that is open to the first shim surface and meets the first and second recesses at the shim sidewall, wherein the receptacle has a depth that only extends part way through the sidewall thickness so that the receptacle does not meet the second shim surface.
4137 | Surgical instruments and batteries for surgical instruments | Various embodiments are directed to battery packs for use with surgical instruments. The battery packs may comprise a plurality of cells and at least a portion of the plurality of cells may not be electrically connected to one another. The battery packs may comprise a switch or other mechanism for interconnecting the plurality of cells and may also comprise, or be used in conjunction with, a discharge switch or plug configured to electrically connect an anode of the battery pack to a cathode of the battery pack, for example, via a resistive element. | 1. A surgical system comprising: a battery pack, wherein the battery pack comprises: a plurality of cells, wherein at least a portion of the plurality of cells are not electrically connected to one another; a casing defining an interior cavity having at least one interior cavity wall, wherein the at least one interior cavity wall comprises a first electrode electrically connected to an anode of the battery pack and a second electrode electrically connected to a cathode of the battery pack; and a battery drain positioned within the interior cavity, wherein the battery drain comprises first and second contacts electrically connected to one another, wherein the first and second contacts are in contact with the at least one interior cavity wall, and wherein the battery drain is positionable at a first position within the interior cavity where the first and second contacts are not in electrical contact with the first and second electrodes and a second position where the first contact is in electrical contact with the first electrode and the second contact is in electrical contact with the second electrode; an end effector; and a handle operatively coupled to the end effector, wherein the handle comprises a trigger to actuate the end effector, wherein the handle defines a cavity for receiving the battery pack, wherein the handle comprises a connector positioned to connect the plurality of cells to one another when the battery pack is inserted into the cavity, and wherein the handle defines an extension member positioned to contact the battery drain as the battery pack is inserted into the cavity to push the battery drain to the second position.
4138 | Patient support with energy transfer | A patient support including a base; a patient support surface supported by the base; an electrically powered device; a rechargeable power storage device for powering the electrically powered device; and a receiving coil electrically coupled to the rechargeable power supply for inductive coupling with a transmitting coil. The receiving coil is for recharging the rechargeable power supply when the receiving coil is inductively coupled to the transmitting coil. | 1. A patient support comprising: a base; a patient support surface supported by said base; an electrically powered device; a rechargeable power supply for powering said electrically powered device; and a receiving coil electrically coupled to said rechargeable power supply for inductive coupling with a transmitting coil, said receiving coil for recharging said rechargeable power supply when said receiving coil is inductively coupled to the transmitting coil.
4139 | Defibrillator network system | A defibrillator system optimizes the timing and manner of applying a defibrillator charge to a patient based upon data provided to the defibrillator from a utility module or one or more external devices. A parameter module on the utility module provides the defibrillator with patient parameter information. Devices external to the utility module may provide the utility module with coaching data that the utility module may pass through to the defibrillator as a proxy to the external devices. The utility module may also provide external devices with patient data that the utility module may pass through to the external devices as a proxy to the defibrillator on a scheduled or other basis. The utility module may additionally provide a reserve of power to enable defibrillators to be used where power is unavailable and to enable defibrillators to deliver multiple charges more readily anywhere, anytime. | 1. A utility module external to a patient, and having no independent defibrillation capability, for enhancing functionality of a separate external defibrillator including an energy storage device for storing a defibrillation charge and a defibrillator processor, the utility module comprising: a parameter module configured to detect a parameter of a patient; a communication module configured to transmit data from the utility module; and a module processor configured to control the communication module; the module processor configured to execute an instance of an event service that provides data communications between the utility module and an external device having no independent defibrillation capability, without communicating through the defibrillator, the module processor further configured to control data communications between the utility module and the defibrillator.
4140 | Lighting device | In various embodiments, a lighting device includes at least one laser light source and a light wavelength conversion element. The light wavelength conversion element includes phosphor which is arranged on a surface region of a substrate and is used for wavelength conversion of the light emitted by the at least one laser light source. The light wavelength conversion element has a greater thickness at the edge of the surface region, provided with phosphor, of the substrate than at the surface centroid of the surface region, provided with phosphor, of the substrate. The thickness is respectively measured perpendicularly to the surface region, provided with phosphor, of the substrate. | 1. A lighting device, comprising: at least one laser light source; and a light wavelength conversion element; the light wavelength conversion element comprising phosphor which is arranged on a surface region of a substrate and is used for wavelength conversion of the light emitted by the at least one laser light source; wherein the light wavelength conversion element has a greater thickness at the edge of the surface region, provided with phosphor, of the substrate than at the surface centroid of the surface region, provided with phosphor, of the substrate, the thickness respectively being measured perpendicularly to the surface region, provided with phosphor, of the substrate, wherein the phosphor has a greater thickness on the substrate at the edge of the surface region, provided with phosphor, of the substrate than at the surface centroid of the surface region, provided with phosphor, of the substrate, and wherein the concentration of a wavelength conversion means in the phosphor is less at the edge of the surface region, provided with phosphor, of the substrate than at the surface centroid of the surface region, provided with phosphor, of the substrate.
4141 | Apparatus and methods for corrective guidance of eating behavior after weight loss surgery | Apparatuses and methods for corrective guidance of eating behavior of a patient equipped with a gastric restriction device. The apparatus provides continuous monitoring or one or more parameters related to food passing through the gastric restriction device. Each monitored parameter is processed to provide a visual indication of the current eating behavior. The visual indication is used as input to the patient or a caregiver to modify the eating behavior. In some embodiments, the apparatus includes an emergency relief mechanism that automatically relieves excess pressure developing in the gastric restriction device. In some embodiments, the apparatus is enabled to deliver an appetite suppressant to modify the eating behavior. | 1. A method for modifying the eating behavior of a patient equipped with a gastric restriction apparatus (GRA), comprising: a) monitoring at least one physical parameter directly related to the food consumed; wherein said food currently passing through said GRA is characterized by said at least one physical parameter; b) analyzing said monitored at least one physical parameter to provide an indication of a current eating behavior pattern; c) analyzing said indication of a current eating behavior pattern; d) using said analysis of said indication of a current eating behavior pattern to induce long term modification of the eating behavior of said patient by a method selected from the group consisting of administering a hunger controlling substance, providing indicators and behavioral modification steps to said patient, and adjustment of said GRA; wherein said at least one physical parameter is selected from the group consisting of viscosity of a bolus of said food, density of a bolus of said food, quantity of a bolus of said food, the time of passage of a bolus of said food, interval between a pair of boluses of said food, duration of a meal, and pressure applied onto said GRA by said bolus of said food; and further wherein said step of monitoring includes obtaining near infrared (NIR) spectra of properties related to food currently passing through said GRA and said step of analyzing includes processing said NIR spectra into macronutrients-caloric content data.
4142 | Intra-pericardial medical device | An intra-pericardial medical device is provided that comprises a lead body having a proximal portion, a distal end portion, and an intermediate portion extending between the proximal portion and the distal end portions. An intra-pericardial medical device further includes the control logic housed with the lead body and an energy source housed within the lead body. A stimulus conductor is included and extends along the lead body. An electrode is joined to the stimulus conduct near the distal end portion, where the electrode configured to deliver stimulus pulses. A telemetry conductor is provided within the lead and extends from the proximal portion and along the intermediate portion of the lead body. The telemetry conductor is wound into a series of coil groups to form inductive loops for at least one of receiving and transmitting radio frequency (RF) energy. | 1. An intra-pericardial medical device (IPMD) comprising: a lead body having a proximal portion, a distal end portion, and an intermediate portion extending along a longitudinal axis between the proximal portion and the distal end portions; control logic connected to the intermediate portion of the lead body; an energy source connected to the lead body and electrically connected to the control logic; a stimulus conductor extending along the lead body and electrically connected to the control logic; an electrode provided on the lead body and electrically connected to the stimulus conductor, the electrode configured to deliver stimulus pulses; and a telemetry conductor provided within the lead body and positioned along the intermediate portion of the lead body, the telemetry conductor wound into a series of coil groups to form a plurality of annular, interconnected inductive loops for at least one of receiving or transmitting radio frequency (RF) energy that represents at least one of recharge power or communications signals, wherein at least two of the coil groups includes a number of coil windings wound about a lateral axis of the intermediate portion and stacked co-axially above one another along the lateral axis, the lateral axis extending in a direction transverse to the longitudinal axis of the intermediate portion, the coil groups being connected to one another in series and be distributed apart from one another within and along the lead body forming the plurality of annular interconnected inductive loops.
4143 | Laser apparatus and photoacoustic apparatus | A laser apparatus includes a laser medium; a light source that radiates light to the laser medium, thereby exciting the laser medium and raising the temperature thereof; a reflecting unit having a first plane that reflects light within a predetermined wavelength range from light generated by excitation of the laser medium; and an output mirror disposed opposite the reflecting unit, with the laser medium being interposed therebetween, and causing laser oscillation by inducing resonance of the light within a predetermined wavelength range between the first plane and the output mirror. The reflecting unit is configured to be movable between a position in which light resonance is induced between the output mirror and the first plane and the laser apparatus is set to an oscillation state and a position in which the laser apparatus is set to a non-oscillation state. | 1. A laser apparatus comprising: a laser medium; a light source that radiates light to said laser medium, and excites said laser medium; a reflecting unit having a first portion that reflects light within a first wavelength range from light generated by excitation of said laser medium and a second portion that reflects light within a second wavelength range from light generated by excitation of said laser medium; and an output mirror arranged opposite said reflecting unit, with said laser medium being arranged therebetween, causing laser oscillation by inducing resonance of the light within said first wavelength range between said first portion and said output mirror and causing laser oscillation by inducing resonance of the light within said second wavelength range between said second portion and said output mirror, wherein said reflecting unit and said output mirror constitute a resonator, wherein said reflecting unit moves in a linear direction so as to switch a first position in which the laser apparatus is set in an oscillation state of the light within said first wavelength range by using said first portion, a second position in which the laser apparatus is set in an oscillation state of the light within said second wavelength range by using said second portion, and a third position in which the laser apparatus is set in a non-oscillation state, said linear direction being a direction intersecting with an arrangement direction of said first portion, said laser medium and said output mirror in a state in which said reflecting unit is in the first position.
4144 | Physiological signal denoising | Physiological signals are denoised. In accordance with an example embodiment, a denoised physiological signal is generated from an input signal including a desired physiological signal and noise. The input signal is decomposed from a first domain into subcomponents in a second domain of higher dimension than the first domain. Target subcomponents of the input signal that are associated with the desired physiological signal are identified, based upon the spatial distribution of the subcomponents. A denoised physiological signal is constructed in the first domain from at least one of the identified target subcomponents. | 1. A method for computing a denoised ECG signal from an input signal including an ECG signal and noise, the method comprising: identifying a location of a QRS complex of a cardiac cycle in the input signal; identifying a first time window in the cardiac cycle that includes the QRS complex; identifying a second time window in the cardiac cycle that does not include the QRS complex; and removing a band of frequencies from the second time window.
4145 | System and method for improving signal to noise ratio for high frequency signal component | An apparatus and method for improving signal to noise ratio of a physiological signal is provided. At least one sensor senses the analog data signal, the analog data signal having a first component including ECG data and a second component including ancillary data. A converter is coupled to the at least one sensor that automatically converts the analog data signal into a digital data signal and decimates the digital data signal from a first sample rate to a second sample rate. A gain compensation circuit is coupled to the converter that automatically measures a magnitude of at least one of the first component and second component of the digital data signal and compares the measured magnitude to a reference value to determine if a gain applied to the analog data signal should be modified and automatically compensates the digital data signal in response to the determination that the analog gain value should be modified, wherein the compensated digital data signal corrects defects associated with a settling period of the converter resulting from modifying the gain applied to the analog data signal. | 1. An apparatus for improving signal to noise ratio of an analog data signal derived from at least one physiological sensor coupled to a patient, the apparatus comprising: at least one sensor that senses the analog data signal, the analog data signal having a first component including patient parameter data and a second component including ancillary data; a converter coupled to the at least one sensor that automatically converts the analog data signal into a digital data signal and decimates the digital data signal from a first sample rate to a second lower sample rate, the converter comprising circuitry; and a gain compensation circuit coupled to the converter including circuitry that automatically measures a magnitude of at least one of the first component and second component of the digital data signal, the gain compensation circuit including circuitry that compares the measured magnitude to a reference value to determine if a gain applied to the analog data signal should be modified and automatically compensates the digital data signal in response to the determination that the analog gain value should be modified, wherein the compensated digital data signal corrects defects associated with a settling period of the converter resulting from modifying the gain applied to the analog data signal such that the first component and the second component can be derived from the digital signal even during the settling period, the first component and the second component characterizing a physiological condition of the patient.
4146 | Wireless power supply apparatus, power transmission coil unit, and wireless power supply system | A wireless power supply apparatus for a capsule-type endoscope has three sets of coils that generate a magnetic field in directions that are orthogonal to each other, a gravity sensor that detects a gravitational direction, a coil selection section that selects a coil that generates a magnetic field in a gravitational direction that is detected by the gravity sensor, and a drive section that applies a current to the coil that the coil selection section selects. | 1. A wireless power supply apparatus that wirelessly supplies power to a capsule-type medical device that is introduced into a body of a subject, wherein: the capsule-type medical device has a power receiving coil that receives an electric power by means of a change in a magnetic field; the wireless power supply apparatus comprising: a power transmission coil unit that is arranged on the subject, and that has three sets of power transmission coils that generate the magnetic field in directions that are orthogonal to each other, a drive section that applies an electric current to at least one set of the power transmission coils, and a coil selection section that selects the power transmission coils to apply the electric current to in order to cause the power receiving coil of the capsule-type medical device to generate an induced voltage.
4147 | Wearable communication platform | An wearable communications garment that includes one or more user-selectable inputs integrated into the garment. A sartorial communications apparatus may include a flexible material that is worn (e.g., as an undergarment) by the user and includes one or more interactive sensors that may be manually activated by a user, even through one or more intervening layers of clothing. The apparatus may also include one or more additional body sensors configured to sense a user's position, movement, and/or physiological status. The sensor(s) may be connected via a conductive trace on the garment to a sensor module for analysis and/or transmission. Methods of manufacturing the garments as well as methods of using the garments are also described. | 1. A sartorial communications apparatus, the apparatus comprising: a compression garment comprising a fabric, the garment having a front and a back and configured to be worn over a user'ss torso; a plurality of interactive sensors comprising a stretchable conductive ink printed on the garment, each interactive sensor configured to sense a volitional contact by the user and to generate a volitional contact signal when the user manually contacts one of the interactive sensors; a sensor module interface configured to connect to a sensor module for receiving and for analyzing, transmitting or analyzing and transmitting the volitional contact signals; and a plurality of stretchable conductive traces printed on the garment in the stretchable conductive ink, the plurality of stretchable conductive traces connected to the sensor module interface, wherein the stretchable conductive ink comprises a first layer of an insulating adhesive media on the fabric and a second layer of the insulating adhesive media mixed with conductive ink particles on top of the first layer of insulating adhesive media; wherein electrical resistance of the plurality of stretchable conductive traces varies with stretch.
4148 | End-to-end trusted communications infrastructure | A method of delivery of medical data via a trusted end-to-end communication link. The method comprises obtaining a measurement of a parameter of a human being by a first sensor, obtaining a biometric from the human being by a second sensor, receiving input from the first and second sensors by a secure application executing in a trusted security zone of a processor, whereby access to the input from the first and second sensors by applications executing in a normal partition of the processor is blocked, wherein the input from the first and second sensors comprises the measurement of the parameter and the biometric, and transmitting a message based on the input from the first and second sensors via a trusted end-to-end communication link to a medical data server, wherein an application that receives the message executes in a trusted security zone of the server. | 1. A method of providing secure transmission of medical information via a trusted end-to-end communication link, comprising: receiving, by a processor executing in a trusted security zone of a mobile access terminal, an input that is obtained via at least one sensor, wherein the trusted security zone includes a hardware root of trust and a secure partition that receives the input, wherein the input comprises medical data; preventing, by execution of the processor in the trusted security zone, applications outside of the trusted security zone from executing on the mobile access terminal, wherein applications that execute outside of the trusted security zone are blocked from accessing the secure partition that received the input; generating, by a secure application stored in the secure partition and executing on the processor in the trusted security zone of the mobile access terminal, a message based on the input, and a trust token for transmission via a trusted end-to-end communication link that comprises a plurality of network nodes and a wireless communication link, wherein the trusted end-to-end communication link provides handling of the message in a corresponding trusted security zone of each network node along the trusted end-to-end communication link; and transmitting, by the mobile access terminal via the trusted end-to-end communication link, the message and trust token to a medical data server that receives the message by an application that executes in a trusted security zone of the medical data server, wherein the medical data server is one endpoint in the trusted end-to-end communication link with the mobile access terminal and is another endpoint for a second trusted end-to-end communication link to a trusted security zone of a computer system that provides secure access to medical information.
4149 | Heart rate data collection | One innovative aspect is directed to heartrate data collection. In some implementations, a circuit includes a light detector for generating a detected signal based on received light. The circuit includes a switching circuit configured to receive a first signal based on the detected signal and to switch among a first and a second configuration. In some implementations, the circuit includes a first and a second sampling circuit for sampling a value of the first signal when the switching circuit is in the first configuration and second configurations, respectively. In some implementations, the circuit includes an ambient light cancellation circuit for countering a first component of the first signal while the first switching circuit is in the first configuration. In some implementations, the circuit includes an adjustable gain circuit for adjusting a gain of the first signal while the first switching circuit is in the first configuration. | 1. A circuit comprising: a light detector for receiving light and for generating a first electrical signal based on the received light; a controller for generating one or more first control signals and one or more second control signals; a first switching circuit having at least a first configuration and a second configuration, the first switching circuit for: receiving a second electrical signal based on the first electrical signal, receiving the one or more first control signals, and switching among at least the first configuration and the second configuration based on the one or more first control signals; a first sampling circuit for sampling a value of the second electrical signal while the first switching circuit is in the first configuration; and an ambient light cancellation circuit for generating a third electrical signal to at least partially counter a first component of the first electrical signal, the third electrical signal being based on the one or more second control signals and a value of the second electrical signal sampled by the first sampling circuit.
4150 | Systems and methods for a tinnitus therapy | The treatment of tinnitus may include a tinnitus therapy including generating a tinnitus therapy sound that is similar to a patient's perceived tinnitus sound. In one example, a method for generating a tinnitus adjusted sound may include presenting a plurality of different sound templates to a user from a series of tinnitus therapy sound templates, receiving a selection by the user of one or more of the templates, receiving an adjustment to one or more of the selected templates, and generating a therapy sound based on the adjusted selections. | 1. A method for generating a tinnitus adjusted sound, comprising: presenting a plurality of different sound templates to a user from a series of tinnitus therapy sound templates; receiving a selection by the user of one or more of the templates; receiving an adjustment to one or more of the selected templates, wherein receiving the adjustment to one or more of the selected templates includes receiving a white noise edge enhancement adjustment having an intensity level based on an edge enhancement intensity input; and generating a therapy sound based on the adjusted selections including based on the received white noise edge enhancement adjustment.
4151 | Charging station for battery powered biopsy apparatus | A charging station for a battery powered biopsy apparatus includes a charging dock having a housing and a charging unit contained in the housing. The charging unit has a set of electrical contacts. The housing is received in a first cavity of a driver assembly with the electrical contacts being coupled in electrical communication with the driver assembly when the driver assembly is mounted on the charging dock for charging. The charging unit provides a signal to the driver assembly to reset the driver assembly to an initialized state when the driver assembly is mounted to the charging station. | 1. A charging station for a battery powered biopsy apparatus, said biopsy apparatus including a driver assembly configured for releasable attachment to a biopsy probe assembly, said driver assembly having a battery, an electromechanical drive electrically connected to said battery, and a first housing configured to contain said battery and said electromechanical drive, said first housing configured to be grasped by a user, said first housing having a first cavity, said first cavity of said driver assembly being configured for receiving a second housing of said biopsy probe assembly when said biopsy probe assembly is mounted to said driver assembly, said second housing having a first shape, said electromechanical drive being drivably coupled to the biopsy probe assembly when said biopsy probe assembly is mounted to said driver assembly, said charging station comprising: a charging dock having a third housing and a charging unit contained in said third housing, said charging unit having a set of electrical contacts, said third housing having a second shape, said third housing configured to be received in said first cavity of said driver assembly of said biopsy apparatus with said electrical contacts being coupled in electrical communication with said driver assembly when said driver assembly is mounted on said charging dock for charging; and said charging unit configured to provide a signal to said driver assembly to reset said driver assembly to an initialized state when said driver assembly is mounted to said charging station.
4152 | Battery drain kill feature in a battery powered device | A medical instrument is disclosed. The medical instrument includes at least one electrical contact, a radio frequency (RF) generation circuit coupled to and operated by the battery and operable to generate an RF drive signal and to provide the RF drive signal to the at least one electrical contact, a battery discharge circuit coupled to the RF generation circuit, a processor coupled to the battery discharge circuit, and a memory coupled to the processor. The memory stores computer instructions that when executed cause the processor to monitor battery capacity and send a signal to the battery discharge circuit to discharge a battery coupled to the battery discharge circuit when the battery capacity falls below a predetermined threshold. | 1. A medical instrument, comprising: at least one electrical contact; a radio frequency (RF) generation circuit coupled to and operated by a battery and operable to generate an RF drive signal and to provide the RF drive signal to the at least one electrical contact; a battery discharge circuit coupled to the RF generation circuit; a processor coupled to the battery discharge circuit; a memory coupled to the processor, the memory stores computer instructions that when executed cause the processor to: monitor battery capacity; and send a signal to the battery discharge circuit to discharge a battery coupled to the battery discharge circuit when the battery capacity falls below a predetermined threshold; and an output sensing circuit comprising a dummy load and coupled to the processor, wherein the output sensing circuit is configured to verify output current and output voltage sensing functions, wherein the processor is configured to: measure a first battery current; apply a second battery current to the dummy load; measure the second battery current after the second battery current is applied to the dummy load; and determine an energy sufficiency in the battery to proceed based on the measured first battery current and the measured second battery current.
4153 | Photoacoustic matching material and human tissue simulation material | Since a medium having light propagation properties and sound propagation properties similar to those of human tissues is provided, reflection of light and an acoustic wave at a surface of a test portion is prevented, and accuracy control of a photoacoustic wave diagnostic apparatus is realized. A photoacoustic matching material is provided which includes a polyol, an inorganic oxide, and a pigment, the latter two being dispersable in the polyol, and in this photoacoustic matching material, a dispersed amount of the inorganic oxide to the polyol is in a range of 0.10 to 0.25 percent by weight, and a dispersed amount of the pigment to the polyol is in a range of 0.0001 to 0.0005 percent by weight. | 1. A phantom for a photoacoustic wave diagnostic apparatus, the phantom comprising: a base material; and an object to be detected, wherein the base material and the object to be detected contain polyol, an inorganic oxide and a pigment which are dispersable in the polyol, and an isocyanate compound, wherein a dispersed amount of the inorganic oxide to the polyol is in a range of 0.10 to 0.25 percent by weight, wherein a dispersed amount of the pigment to the polyol is in a range of 0.0001 to 0.0005 percent by weight, and wherein the dispersed amount of the pigment to the polyol in the base material is different from the dispersed amount of the pigment to the polyol in the object to be detected.
4154 | Human-machine collaborative robotic systems | A semi-automatic, interactive robotic system for performing and/or simulating a multi-step task includes a user interface system, a recognition system adapted to communicate with the user interface system, a control system adapted to communicate with the recognition system, and a sensor-actuator system adapted to communicate with the control system. The recognition system is configured to recognize actions taken by a user while the user operates the user interface system and to selectively instruct the control system to cause the sensor-actuator system to perform, and/or simulate, one of an automatic step, a semi-automatic step or direct step of the multi-step task based on the recognized actions and a task model of the multi-step task. | 1. A semi-automatic, interactive robotic system for performing a multi-step task, comprising: a user interface system; a recognition system adapted to communicate with said user interface system; a control system adapted to communicate with said recognition system; and a sensor-actuator system of a robot adapted to communicate with said control system, wherein said recognition system is configured to recognize, based on a task model of said multi-step task, actions taken by a user while said user operates said user interface system and instruct said control system to cause said sensor-actuator system of said robot to perform a direct step of said multi-step task, wherein said recognition system is further configured to recognize the completion of said direct step, and wherein said recognition system is further configured to instruct said control system to cause said sensor-actuator system of said robot to perform an automatic step of said multi-step task upon completion of the direct step based on said recognized actions and said task model of said multi-step task.
4155 | Modular pool/spa control system | A method of integrating a relay bank for use with a pool or spa control system includes, establishing an electrical connection between the relay bank and a control panel, discovering the relay bank by a control panel processor, and assigning the relay bank a network address upon discovery thereof. A method of integrating a smart component for use with a pool or spa control system includes, establishing an electrical connection between the smart component and a control panel, discovering the smart component by a control panel processor, and assigning the smart component a network address upon discovery thereof. A method of integrating an expansion panel for use with a pool or spa control system includes, establishing an electrical connection between the expansion panel and a control panel, discovering the expansion panel by a control panel processor, and configuring the expansion panel upon discovery thereof. | 1. A method of integrating a relay bank for use with a pool or spa control system, comprising the steps of: establishing electrical connection between the relay bank and a control panel of the pool or spa control system; discovering the relay bank by a processor of the control panel; and assigning the relay bank a network address from the control panel upon discovery of the relay bank.
4156 | System and method for providing need specific service identifiers | The present invention generally relates to healthcare call bells. Specifically, this invention relates to a call bell system and method for providing a need specific service identifiers and requests based on one or more criteria identified by the system. | 1. A need specific call bell system, said call bell system comprising: a call bell device, comprising a processor; a first communication means; and a plurality of need specific buttons, wherein selecting a need specific button of the plurality of need specific buttons initiates a need specific call request corresponding to the need specific button, wherein each button of the plurality of need specific buttons corresponds to a different need and/or condition including: pain, hunger, bathroom, emergency, and general assistance, wherein said need specific call request identifies a location of the call bell device, wherein one or more need specific call request is transmitted from said call bell device, via said first communication means, when one or more of said buttons corresponding to said respective needs and/or conditions is selected by a requester, wherein two or more need specific call requests are transmitted simultaneously from said call bell device, via said first communication means, when two or more of said buttons corresponding to said respective needs and/or conditions are selected by the requester; a remote computing device comprising a second communication means; and a call processing module; wherein said call processing module is configured to receive, via said second communication means, one or more need specific call requests from said call bell device; wherein said call processing module assigns each of said one or more need specific call requests to a specific responder of one or more responders based on one or more qualifications of the specific responder with respect to the need and/or condition of each of said one or more need specific call requests, wherein the one or more qualifications are based on the job responsibilities of the responder or the responders department; wherein said call processing module is further configured to process said one or more need specific call requests, generate a notification event based on each need specific call request, and transmit, via said second communication means, said notification event to an assigned responder; wherein said call processing module transmits each notification event to a corresponding assigned responder, wherein said each notification event is displayed on a notification receiver, wherein an assigned responder who receives the need specific call request is prompted to selectively either respond to the request or transfer the request to another responder.
4157 | Wireless portable activity-monitoring device syncing | A notification signal, intended to be received by a wireless communication device, is repetitively broadcast by a portable activity-monitoring device that generates user-activity data corresponding to activity of an individual bearing the portable activity-monitoring device. The notification signal conveys information that identifies the portable activity-monitoring device and indicates whether or not the portable activity-monitoring device seeks establishment of a wireless communication link to enable transmission of the user-activity data to the wireless communication device. | 1. A portable activity-monitoring device comprising: monitoring circuitry, including at least one accelerometer, configured to generate user-activity data corresponding to activity of an individual bearing the portable activity-monitoring device; and communication circuitry, coupled to the monitoring circuitry, configured to intermittently broadcast a notification signal to be received by a wireless communication device, the notification signal conveying information that identifies the portable activity-monitoring device and indicates (i) that, in at least one instance of the notification signal, the portable activity-monitoring device seeks establishment of a wireless communication link to enable transmission of the user-activity data to the wireless communication device, and (ii) that, in at least one other instance of the notification signal, the portable activity-monitoring device is available to communicate with the wireless communication device but does not seek establishment of a wireless communication link to transmit the user-activity data.
4158 | Bootstrapped sampling switch circuits and systems | A bootstrap circuit for a sampling transistor. A circuit includes a MOS transistor having a source terminal coupled to an input for receiving an input voltage; an output at a drain terminal of the MOS transistor coupled to one plate of a sampling capacitor; a first switch coupling the input voltage to a gate terminal of the MOS transistor responsive to an initial phase control signal; a bootstrap capacitor having a top plate coupled to the gate terminal of the MOS transistor and coupled to the first switch; a second switch coupling a bottom plate of the bootstrap capacitor to a first low voltage supply responsive to the initial phase control signal; a third switch coupling the bottom plate of the bootstrap capacitor to a positive voltage supply greater than the first low voltage supply responsive to a first phase periodic control signal. Additional circuits and systems are disclosed. | 1. A bootstrap circuit for a sampling transistor for a switched capacitor, comprising: a MOS transistor having a source terminal coupled to an input for receiving an input voltage; an output at a drain terminal of the MOS transistor coupled to one plate of a sampling capacitor; a first switch coupling the input voltage to a gate terminal of the MOS transistor responsive to an initial phase control signal; a bootstrap capacitor having a top plate coupled to the gate terminal of the MOS transistor and coupled to the first switch; a second switch coupling a bottom plate of the bootstrap capacitor to a first low voltage supply responsive to the initial phase control signal; a third switch coupling the bottom plate of the bootstrap capacitor to a positive voltage supply greater than the first low voltage supply responsive to a first phase periodic control signal; and a fourth switch coupling the bottom plate of the bootstrap capacitor to a second low voltage supply lower than the first low voltage supply, responsive to a second phase periodic control signal.
4159 | Notifications regarding interesting or unusual activity detected from an activity monitoring device | A method is provided, including: processing requests from a plurality of users to join a group event, the group event defined for an activity metric for each of the plurality of users for a period of time; analyzing the activity metrics of the plurality of users to determine a ranking of the plurality of users based on their activity metrics, and to identify a change in relationship between activity metrics of two or more of the plurality of users; generating a message, wherein generating the message includes, identifying, based on the identified change in relationship, one or more user accounts of select ones of the plurality of users to receive the message, selecting a message template based on the identified change in relationship, and populating the message template to generate a message describing the change in relationship; sending the message to the one or more user accounts. | 1. A method, comprising: processing requests from a plurality of users to join a group event, the requests being received over a network from a plurality of client devices, the group event defined for an activity metric for each of the plurality of users for a period of time; processing activity data, received over the network, associated with each of the plurality of users during the period of time to determine and track the activity metric for each of the plurality of users, the activity data for a given user being determined from motion data detected by an activity monitoring device associated with the given user; analyzing the activity metrics of the plurality of users to determine a ranking of the plurality of users based on their activity metrics, and to identify a change in relationship between activity metrics of two or more of the plurality of users, wherein the change in relationship is defined by a passing event wherein an activity metric of a first one of the users surpasses an activity metric of a second one of the users, wherein the change in relationship is further defined by a difference between the activity metrics of the first one and second one of the users that exceeds a predefined amount; generating a message, wherein generating the message includes, in response to identifying the change in relationship, identifying one or more user accounts of select ones of the plurality of users to receive the message, selecting a message template based on the identified change in relationship, and populating the message template to generate a message describing the change in relationship; sending the message to the one or more user accounts, wherein sending the message to the one or more user accounts includes sending the message over the network to one or more of the client devices for display to the select ones of the plurality of users.
4160 | Method and apparatus for measuring body balance of wearable device | A wearable device includes a communication unit that wirelessly communicates with a first external device; a motion sensor that senses the user's motion; and a control unit. The wearable device collects a first motion data generated by the user's motion and transmits the first motion data to the first external device, receives a first security level data and a second security level data from the first external device, and receives only the first security level data from the first external device when the wearable device is converted into a non-wearing state from a wearing state. | 1. A method for measuring left and right balance of a wearable device, the method comprising: wirelessly communicating with a portable electronic device; collecting a first motion data generated by a user'ss motion through a motion sensor provided in the wearable device during a certain period of time or during collection of a certain amount of data; transmitting the first motion data to the portable electronic device, the portable electronic device being in a first security state; collecting a second motion data generated by the user'ss motion through the motion sensor provided in the wearable device during a certain period of time or during collection of a certain amount of data; and transmitting the second motion data to the portable electronic device in a second security state of the portable electronic device, wherein the portable electronic device outputs a comparison result of the transmitted first and second motion data in a third security state, and wherein the first security state is a state in which the portable electronic device is locked, the second security state is a state in which the portable electronic device is locked, and the third security state is a state in which the portable electronic device is unlocked.
4161 | Systems and methods for initiating a communication link between an implantable medical device and an external device | Systems and methods are provided for initiating a bi-directional communication link with an implantable medical device. The systems and methods configure an implantable medical device (IMD) to detect activation fields from a triggering device when the triggering device is positioned proximate to the IMD, and to identify a field characterization of the activation field. The systems and methods further configure the IMD to establish a bi-directional communication link with an external device through a select communication initialization mode form a plurality of communication initialization modes defined by a wireless protocol in response to the field characterization of the activation field. | 1. A method for initiating a bi-directional communication link, the method comprising: configuring an implantable medical device (IMD) to detect an activation field from a triggering device when the triggering device is positioned proximate to the IMD, and to identify a field characterization of the activation field; configuring the IMD to establish a bi-directional communication link with an external device through a select communication initialization mode from a plurality of communication initialization modes defined by a wireless protocol in response to the field characterization of the activation field.
4162 | System for generating noninvasive respiratory monitor signals | A system for simulating various clinical conditions which are detectable by a noninvasive respiratory monitor is provided. The simulated clinical conditions may be displayed on a noninvasive respiratory monitor to replicate a variety of disease states to provide training for a clinician. The system may include a pulse oximetry simulation device and/or a CO2 delivery system. | 1. A system for generating simulated noninvasive respiratory monitor signals comprising: a pulse oximetry simulation device configured to generate a first signal that is detectable by a noninvasive respiratory monitor; a CO2 delivery system configured to generate a second signal that is detectable by a noninvasive respiratory monitor, wherein the second signal that is detectable by a noninvasive respiratory monitor is a flow of air having a concentration of CO2; a control valve configured to deliver the concentration of CO2 in the flow of air and wherein the control valve is configured to deliver a variable flow of CO2; a computer system disposed in communication with the pulse oximetry simulation device and the CO2 delivery system, wherein the computer system is configured to digitally control the potentiometer to thereby modulate the first signal and the second signal; wherein the pulse oximetry simulation device further comprises one or more photodetectors and a LED, and wherein the first signal that is detectable by the noninvasive respiratory monitor is light emitted from the LED; and wherein the digitally controlled potentiometer is in electrical communication with the LED, and wherein the digitally controlled potentiometer is configured to modulate the intensity of the light emitted by the LED.
4163 | Adhesive and peripheral systems and methods for medical devices | An apparatus for inserting an infusion device for supplying a fluid to a body of a user, and a sensor for monitoring a body characteristic of the user, the apparatus including a bridge including a rigid body and comprising an infusion device end and a sensor end, the bridge further including an infusion device introduction needle attached to the infusion device end, a sensor introduction needle, the sensor introduction needle attached to the sensor end, an infusion device, operatively coupled to the infusion device introduction needle, for infusing a fluid to an infusion site, and a sensor introduction needle operatively coupled to an electrochemical sensor having a sensor electrode for determining at least one body characteristic of the patient at a sensor placement site, an infusion device release for releasing the infusion device from the infusion device introduction needle, and a sensor release for releasing the sensor from the sensor introduction needle. | 1. A method for insertion of an infusion device and an electrochemical sensor that monitors a body characteristic of a user, the method comprising using an insertion apparatus comprising: a bridge comprising a rigid body, the bridge further comprising: an infusion device introduction needle attached to and extending from the bridge, wherein the infusion device introduction needle is removably coupled to an infusion device for infusing a fluid to an infusion site a sensor introduction needle attached to and extending from the bridge and removably coupled to an electrochemical sensor having a sensor electrode for determining at least one body characteristic of the user at a sensor placement site; an infusion device release for releasing the infusion device from the infusion device introduction needle; and a sensor release for releasing the electrochemical sensor from the sensor introduction needle, wherein the infusion device and the sensor are disposed on the bridge wherein they operatively engage and disengage from the bridge.
4164 | Lead for implantable cardiac prosthesis with integrated protection against the effects of MRI fields | A lead for an implantable cardiac prosthesis is disclosed. The lead has integrated protection against the effects of magnetic resonance imaging ("MRI") fields. A protection circuit ( 26 ) may be placed at the distal end of the lead comprises a resistive component ( 28 ) interposed between the electrode (E 1 , E 2 ) and the distal end of the conductor ( 22, 24 ) associated with this electrode. A normally-open controlled active switch ( 34, 36 ) may allow in its closed state to short-circuit the resistive component. A control stage ( 32 ) may be coupled to the conductors and detect the voltage of a stimulation pulse applied on the conductor(s), and selectively control by this voltage the closing of the active switch for a duration at least equal to the duration of detected stimulation pulse. | 1. A lead for an implantable medical device, comprising: at least one electrode; at least one conductor; a resistive component positioned between the at least one electrode and at least one conductor and configured to protect against a current induced by a magnetic field during an MRI procedure; one or more switching components having a first configuration and a second configuration, wherein, in the first configuration, the one or more switching components are configured to provide a short circuit across the resistive component and provide a path for current to flow from the at least one conductor to the at least one electrode around the resistive component, and wherein, in the second configuration, the one or more switching components are configured to open the short circuit, such that the only path for current to flow from the at least one conductor to the at least one electrode is through the resistive component; a control circuit configured to control the one or more switching components to place the one or more switching components in the first configuration or the second configuration, wherein the control circuit is configured to detect a stimulation pulse based on a voltage of the stimulation pulse and to place the one or more switching components in the first configuration for a duration of the stimulation pulse; and a filter circuit configured to at least partially block signals having a first range of frequencies associated with signals induced by the magnetic field during the MRI procedure, wherein the filter circuit is further configured to at least partially pass signals having a second range of frequencies associated with stimulation pulses.
4165 | Apparatus with internal power transfer | An electronic apparatus with a DC power source and power-consuming electronic circuits and a method of transferring power between these components include converting the DC voltage of the power source into an AC voltage which is then transferred via a connector to the electronic circuits. | 1. An electronic apparatus, comprising: a supply module with a DC power source and power output terminals; a consumer module with power input terminals and power-consuming electronic circuits; and a connector for reversibly connecting corresponding power output terminals and power input terminals, wherein the supply module includes a DC-AC converter that is arranged between the DC power source and the power output terminals to convert DC power from the DC power source to AC power and to pulse the AC power for delivering pulsed AC power to the power output terminals that are reversibly connected to the power input terminals, wherein the pulsed AC power includes a train of pulses including at least two consecutive pulses having positive amplitudes, the at least two consecutive pulses including a first pulse followed by a second pulse, and wherein a maximum amplitude of the second pulse is greater than a maximum amplitude of the first pulse.
4166 | Mobile computing weight, diet, nutrition, and exercise management system with enhanced feedback and goal achieving functionality | An illustrative mobile computing device executing weight, nutrition, health, behavior and exercise application software serves as a simulated combination personal trainer and dietician/nutritionist for the user using comprehensive databases storing personalized health, nutrition and exercise information. A mobile computing device, such as a smartphone, executing such software monitors, tracks and/or adjusts caloric intake, energy expenditure taking into account nutritional information and behavioral factors. The mobile computing device receives food consumption, exercise-related, behavior and other input using speech input and the device's GPS subsystem to ease data entry burden on users and to promote continued long-term usage. The system rewards user goal achievement in an automatic, seamless manner, through, for example, downloading music, books, or other media. In illustrative implementations, the system assists users to make healthy food and exercise choices by using a comprehensive color code system to identify good choices, bad choices and those in between. | 1. A hand-held mobile weight and exercise management computing device having a housing sized to be held in a user'ss hand comprising: a storage subsystem for storing health information including a user profile, said storage subsystem being operable to store health information about a user, including body weight, pulse rate information, a calorie-related daily goal, and an exercise-related goal, said storage subsystem being further operable to store data relating to a plurality of user-selectable foods and to store data relating to a plurality of user-selectable exercises; a touch screen display operable to display food-related and exercise-related information to said user; a user interface operable to receive input from said user and to communicate output to said user, said user interface including a plurality of user interface displays displayable on said touch screen display; said user interface being operable to selectively initiate entry into said user profile or at least one food-related operation or at least one exercise-related operation, said user interface including a plurality of user-selectable symbols; said user-selectable symbols being operable to initiate entry into said user profile or at least one food-related operation or at least one exercise-related operation; a GPS receiver in said housing operable to receive input GPS data; a pedometer in said housing operable to generate step-related data; said user interface being operable to display on said touch screen display in said housing: a food mode symbol, a first exercise mode symbol for initiating an exercise mode that uses position coordinate information based upon said input GPS data, and a second exercise mode symbol for entry of data regarding a plurality of exercise modes that do not use position coordinate information based upon said input GPS data; a processing subsystem, operatively coupled to said user interface, said GPS receiver, said pedometer, said touch screen display, and said storage subsystem, said processing subsystem including: a food monitoring subsystem being operatively coupled to said storage subsystem and being operable to receive food-related data from said user, via said user interface, including data identifying a first set of foods input by said user, and being operable to link said first set of foods to a specific user meal, said first set of foods including a first food and a quantity-related parameter identified by said user; said food monitoring subsystem being operable to determine the calories expected to be consumed by said user upon eating said first food, and to store food-related information in said storage subsystem relating to said first food, including information relating to the nutritional content of said first food and the calories consumed by said user upon eating said first food, based in part on said food-related data from said user; said food monitoring subsystem, in response to user selection of said food mode symbol, being further operable to generate a food selection display screen identifying a plurality of meal category symbols that allow the user to select a meal category including a breakfast category symbol, a lunch category symbol, a dinner category symbol, and a snack category symbol; said food monitoring subsystem being further operable to generate a nutritional rating based at least in part on a combination of nutrient parameters in said first food of said first set of foods; said nutritional rating being further based upon nutritional rating values ranging from low values, indicating a relatively undesirable combination of nutrient parameters, with respect to at least one health-related goal, to high values, indicating a relatively desirable combination of nutrient parameters, with respect to said at least one health-related goal; said food monitoring subsystem being further operable to generate a display of said nutritional rating to said user via said user interface on said touch screen display; said food monitoring subsystem being further operable to generate a display of protein and fat content of at least said first food selected by said user, wherein said nutritional rating is based in part on the protein and fat content of said first food; said food monitoring subsystem being further operable to generate a list of said user'ss favorite foods in response to food-related inputs by said user during food selection for said specific user meal; and an exercise monitoring subsystem being operatively coupled to said storage subsystem and, in response to user selection of said first exercise mode symbol or said second exercise mode symbol, being operable to receive exercise-related data from said user, via said user interface, including data identifying a first exercise expected to be performed by said user; said exercise monitoring subsystem being operable to determine the calories expected to be burned by said user upon performing said first exercise, and to store exercise-related information in said storage subsystem relating to said first exercise, including the calories burned by said user and an exercise quantity-related parameter upon said user performing said first exercise, based in part on data from said user; said exercise monitoring subsystem being further operable to analyze data related to user performance of at least one exercise, and to generate exercise feedback for said user relating to said at least one exercise; said exercise monitoring subsystem, in response to user selection of said first exercise mode symbol, being further operable to receive exercise data including user location data via signals received from said GPS receiver, to determine user distance traveled using location data from said GPS receiver, and to track user distance traveled and duration traveled; said exercise monitoring subsystem, in response to user selection of said first exercise mode symbol, using said user location data received from said GPS receiver in said hand-held housing, being further operable to generate the current location of a motion-related exercise, and to generate a visual depiction in real time indicating the user traversing the path defined by said user location data; said exercise monitoring subsystem being further operable to associate each of a set of exercise levels with at least one user-selectable exercise, said user-selectable exercise including an associated exercise parameter combination; said exercise monitoring subsystem being further operable to allow said user to select a user-selectable exercise to be performed from any one of said exercise levels from said storage subsystem; said set of exercise levels ranging from a low exercise level, linked to an exercise with an associated exercise parameter combination that may be performed by users having a relatively low fitness level, to a first high exercise level, linked to an exercise having an exercise parameter combination requiring a relatively high fitness level to perform; said set of exercise levels including a second high exercise level, linked to an exercise requiring a relatively high fitness level to perform, where said second high exercise level is at a lower exercise level than said first high exercise level, but at a higher exercise level than other exercise levels in said set of exercise levels, based upon a comparison of exercise parameter combinations associated with exercises of respective exercise levels being compared; said exercise monitoring subsystem being further operable, to receive said step-related data from said pedometer, to determine the number of steps taken by said user during a step-related exercise, and to calculate the distance traveled during said step-related exercise; said processing subsystem being operable to generate a prompt for said user to enter an exercise-related goal; said processing subsystem being further operable to monitor said user'ss weight over time, and being operable to receive user weight data from said user interface and to store said user weight data in said storage subsystem, said processing subsystem being further operable to generate a weight-related display visually depicting a plurality of instances of said user'ss weight over time on said touch screen display; said touch screen display being operatively coupled to said processing subsystem to provide feedback to said user relating to progress towards meeting said daily calorie-related goal, to display at least some of said user'ss favorite foods to aid in food data entry by said user, to display said nutritional rating to said user, and to display said protein and fat content of at least said first food selected by said user; and being further operatively coupled to display the current location of said motion-related exercise, to display said visual depiction of said motion-related exercise in real time indicating the user traversing the path defined by said user location data while the user is moving along said path, and to display to said user at least one current exercise parameter during the user'ss performance of an exercise.
4167 | Digital microphone with frequency booster | A digital microphone, the microphone includes a microelectromechanical (MEMS) component and a frequency boost component. The MEMS component is configured to convert. sound into an electrical signal. The frequency boost component is configured to receive the electrical signal and ultrasonically boost the electrical signal to create a frequency response. The frequency response does not substantially affect an audio band of interest of the microphone. | 1. A digital microphone, the digital microphone comprising: a microelectromechanical (MEMS) component, the MEMS component configured to convert sound into an electrical signal; and an integrated circuit including a frequency boost component, the frequency boost component configured to receive the electrical signal and boost ultrasonic frequency bands within the electrical signal in at least one predetermined step to create a frequency response, the integrated circuit configured to receive a clock external to the digital microphone, the frequency response not substantially affecting an audio band of interest of the microphone, wherein the frequency response is independent of the clock external to the digital microphone.
4168 | Connectors for making connections between analyte sensors and other devices | Analyte sensor connectors that connect analyte sensors, e.g., conductive members of analyte sensors, to other devices such as sensor electronics units, e.g., sensor control units, are provided. Also provided are systems that include analyte sensors, analyte sensor connectors, and analyte sensor electronics units, as well as methods of establishing and maintaining connections between analyte sensors and analyte sensor electronics units, and methods of analyte monitoring/detection. Also provided are methods of making analyte sensor connectors and systems that include analyte sensor connectors. | 1. An electrode arrangement, comprising: a base substrate; a first conductive layer having a width (W1) and positioned on the base substrate; a first dielectric layer positioned over at least a portion of the first conductive layer; and a second conductive layer having a with (W2) and positioned on the first dielectric layer, wherein W1 is less than W2 or W2 is less than W1.
4169 | Cart for ultrasonic imaging apparatus and ultrasonic imaging system | A cart for use with an ultrasonic imaging apparatus, comprising: a supporting part, a cart body and a bottom part; said cart body is connected to the supporting part and the bottom part; said supporting part is provided with an interface thereon for supporting and connecting the ultrasonic imaging apparatus; said cart body is an elevator structure provided with a power cable therein for supplying power to the ultrasonic imaging apparatus; the lower portion of the supporting part and the upper portion of the bottom part are both provided with a power socket; said power cable is a coiled cord structure, and its two ends are connected to the two power sockets; a stretchable elastic component having elastic recovery is provided inside the coiled cord structure of the power cable. | 1. A cart for use with an ultrasonic imaging apparatus, said cart comprising: a supporting part comprising: an interface configured to support and couple to the ultrasonic imaging apparatus; and a lower portion comprising a first power socket; a bottom part comprising an upper portion comprising a second power socket; and a cart body coupled to said supporting part and said bottom part, said cart body comprising an elevator structure comprising an internal power cable configured to supply power to the ultrasonic imaging apparatus, said power cable comprising: a coiled cord structure comprising a first end coupled to said first power socket and a second end coupled to said second power socket; and a spring having elastic recovery, wherein a first point of said coiled cord structure is anchored to a first point of said spring using a first fastening mechanism and a second point of said coiled cord structure is anchored to a second point of said spring using a second fastening mechanism such that said first point and said second point of said coiled cord structure cannot extend beyond said respective first and second points of said spring, and wherein said first and second fastening mechanisms further anchor said coiled cord structure and said spring to said cart body.
4170 | System and method for monitoring ablation size | A system for monitoring ablation size is provided and includes a power source including a microprocessor for executing at least one control algorithm. A microwave antenna is configured to deliver microwave energy from the power source to tissue to form an ablation zone. An ablation zone control module is in operative communication with a memory associated with the power source. The memory includes one or more data look-up tables including data pertaining to a control curve varying over time and being representative of one or more electrical parameters associated with the microwave antenna. Points along the control curve correspond to a value of the electrical parameters and the ablation zone control module triggers a signal when a predetermined threshold value of the electrical parameter(s) is measured corresponding to the radius of the ablation zone. | 1. A method for monitoring tissue undergoing ablation, the method comprising: transmitting microwave energy from a power source to a microwave antenna to form a tissue ablation zone; monitoring reflected power associated with the microwave antenna to generate a reflected power signal; calculating a derivative indicative of rise and fall portions of the reflected power signal, wherein when the derivative is taken during a rise portion of the reflected power signal the measured reflected power is assigned a positive value and when the derivative is taken during a fall portion of the reflected power signal the measured reflected power is assigned a negative value, the positive and negative values of the reflected power signal indicating when the microwave antenna and tissue in a near field of the ablation zone are approaching a respective steady-state condition or an impedance match between the microwave antenna and tissue in the near field; communicating a control signal to the power source when a predetermined reflected power is reached at the microwave antenna; and adjusting the amount of microwave energy from the power source to the microwave antenna.
4171 | Living body stimulating electrode, living body stimulating electrode apparatus, and method for producing living body stimulating electrode | Provided are a living body stimulating electrode, a living body stimulating electrode apparatus, and a method for producing a living body stimulating electrode. The living body stimulating electrode has a flexible circuit board (FPC) between a living body stimulating electrode and a resin part. The resin part and the FPC are fixed with the living body stimulating electrode. Specifically, the flexible circuit board is disposed between the living body stimulating electrode and the resin part, and one or both of a stimulating electrode and a contact electrode constituting the living body stimulating electrode have an engaging part having a pressing part and a fixing part. The pressing part presses the flexible circuit board onto the resin part. Simultaneously, the fixing part is penetrated through a through hole formed in the flexible circuit board and pressed into a hole formed in the resin part, thereby fixed to and held by the resin part. The engaging part may be subjected to a chamfering process (the edge may be chamfered into an angulated plane or a round plane) to form an inclined plane or a curved (round) plane. | 1. A living body stimulating electrode comprising: a first electrode having a stimulating part at a tip of a first end thereof and having an acute angled shape configured to stimulate a skin of a living body, a second electrode that has a contact part at a tip of a first end thereof that is configured to contact the skin of the living body through a line or a plane and has a fixed positional relationship with respect to the stimulating part of the first electrode, an engaging part in at least one of a second end of the first electrode and the second electrode, the engaging part having a fixing part that extends from the first end in a direction toward the second end, and a pressing part that extends in a lateral direction, an insulating board that fixes and holds the fixing part, and a flexible circuit board between the first electrode and the second electrode, and the insulating board, and having a circuit electrically connected to each of the first electrode and the second electrode, the engaging part being fixed to and held by the insulating board by the fixing part inserted into the insulating board and penetrating through the flexible circuit board, and thereby the pressing part is in contact with the circuit and presses and fixes the flexible circuit board to the insulating board.
4172 | Timing control for paired plasticity | Systems, methods and devices for paired training include timing controls so that training and neural stimulation can be provided simultaneously. Paired trainings may include therapies, rehabilitation and performance enhancement training. Stimulations of nerves such as the vagus nerve that affect subcortical regions such as the nucleus basalis, locus coeruleus or amygdala induce plasticity in the brain, enhancing the effects of a variety of therapies, such as those used to treat tinnitus, stroke, traumatic brain injury and post-traumatic stress disorder. | 1. A system, comprising: a timing control system configured to treat tinnitus therapy comprising: a sound generator configured to generate a plurality of sounds; an implantable vagus nerve stimulator configured to stimulate a vagus nerve of a patient, wherein the timing control system is configured to synchronize stimulation of the vagus nerve with the generation of the plurality of sounds, the implantable vagus nerve stimulator includes an electrode and a pulse generator connected to the electrode, wherein the implantable vagus nerve stimulator is configured to stimulate a vagus nerve of a patient in contact with the electrode with an electrical pulse train from the pulse generator, the system is configured to receive data defining frequencies corresponding to that associated with a patient'ss tinnitus, and the system is configured to instruct the sound generator to generate a series of the sounds such that the sounds do not have frequencies corresponding to those associated with the patient'ss tinnitus.
4173 | Method and apparatus for exercise monitoring combining exercise monitoring and visual data with wireless wearable devices | Embodiments of the invention provide a method and apparatus for a wireless exercise monitoring system for interactively monitoring an aspect of exercise, sports, or fitness utilizing a wearable device, such as a watch, eyewear, or smart apparel. The device is equipped with, or connected to, a digital camera. Sensors integrated with, or wirelessly connected to, the wearable internet device record physiological data during exercise and data measuring the amount of exercise performed. The data and visual images from the camera are transmitted to one or more internet servers, and may be shared with other mobile internet devices. | 1. A system for monitoring exercise using a mobile phone, connected in at least partial wireless communication with one or more internet servers through a network, comprising: a physiological monitoring device adapted to be coupled to a mobile phone for monitoring a first type of data that is physiological data related to a user of a mobile phone measured during exercise; a mobile phone, wherein the mobile phone is a web-enabled phone configured to display information and images through a connection to the internet, the mobile phone including a sensor, keypad or keyboard system, or voice processing technology for user input, a digital camera, a GPS or other device tracking rate, intensity, distance, duration, or total amount of exercise, and a display for images including photographs and video clips captured by the camera; the mobile phone configured to receive the first type of data that is physiological data related to a user of the mobile phone measured during exercise, and the mobile phone further configured to determine a second type of data that is a quantitative amount of exercise work performed using the GPS or other device; and a non-transitory computer-readable medium within the mobile phone, the non-transitory computer-readable medium having instructions stored thereon for causing the mobile phone to perform a method for monitoring exercise, the method comprising steps of: accepting the first type of data during exercise from the physiological monitoring device; accepting the second type of data measuring a quantitative amount of exercise performed from the GPS device or other device; accepting a visual image captured by the camera; and displaying the physiological data, the data measuring the quantitative amount of exercise work performed, and the visual image, on the mobile phone.
4174 | Content based noise suppression | Apparatus and methods for audio noise attenuation are disclosed. An audio signal analyzer can determine whether an input audio signal received from a microphone device includes a noise signal having identifiable content. If there is a noise signal having identifiable content, a content source is accessed to obtain a copy of the noise signal. An audio canceller can generate a processed audio signal, having an attenuated noise signal, based on comparing the copy of the noise signal to the input audio signal. Additionally or alternatively, data may be communicated on a communication channel to a separate media device to receive at least a portion of the copy of the noise signal from the separate media device, or to receive content-identification data corresponding to the content source. | 1. A device to attenuate audio noise, the device comprising: a microphone configured to receive an input audio signal; an audio signal analyzer configured to determine whether the input audio signal includes at least a noise signal having identifiable content and an audio signal, wherein if the noise signal has identifiable content, the audio signal analyzer is further configured to access a content source to obtain a copy of the noise signal; and an audio canceller configured to generate a processed audio signal by (i) comparing the obtained copy of the noise signal to the input audio signal to generate at least one filter and (ii) applying the at least one filter to the input audio signal to attenuate the audio signal.
4175 | Compact undulator system and methods | An undulator with a compact construction is provided that reduces weight, complexity and cost. The compact undulator system and methods provides mechanical integrity without compromising magnetic field quality. | 1. An undulator system, comprising: a rectangular box-shape frame formed by aluminum plates, the rectangular box-shape frame including an inside surface and an outside surface; a plurality of miniature linear bearings, wherein each of the miniature linear bearings is positioned within the inside surface of the rectangular box-shape frame; opposing magnet arrays, wherein each magnet array is fastened to one or more miniature linear bearings, wherein one magnet array is moveable along an axis horizontal to the rectangular box-shape frame and the other magnet array is fixed to the rectangular box-shape frame, each magnet array further comprises: a base plate, wherein the base plate is fastened to the one or more miniature linear bearings; a plurality of copper holders, wherein each copper holder of the plurality is secured to the base plate; and a plurality of permanent magnet blocks, wherein each permanent magnet block is soldered to each copper holder forming a gap between the opposing magnet arrays.
4176 | Wireless communication system and wireless communication apparatus | A wireless communication system includes first and second wireless communication apparatuses. The first wireless communication apparatus includes a plurality of communication units that perform communication in different frequency bands. The plurality of communication units transmits the same control signal and data in the different frequency bands to keep allocation of communication slots for the second wireless communication apparatus on a plurality of paths. When detecting a communication failure while connecting to and communicating with one communication unit through one path, the second wireless communication apparatus switches to another communication unit and continues the communication through another path. | 1. A wireless communication system comprising: a first wireless communication apparatus including a plurality of communicators which perform communication in different frequency bands; and a second wireless communication apparatus configured to connect to and communicate with the communicators, wherein: the plurality of communicators transmits a same control signal and data in the different frequency bands so as to keep allocation of communication slots for the second wireless communication apparatus on a plurality of paths; the second wireless communication apparatus receives a first beacon included in the control signal, establishes time synchronization with a first communication slot based on the first beacon transmitted from the first wireless communication apparatus, and communicates with a first communicator in the first communication slot; and the second wireless communication apparatus, upon detecting a communication failure while connecting to and communicating with the first communicator, establishes time synchronization with a second communicator based on a second beacon included in the control signal transmitted from the first wireless communication apparatus, and switches to the second communicator and continues communication through a second communication slot.
4177 | Application of smooth pursuit cognitive testing paradigms to clinical drug development | The invention describes the process of applying smooth pursuit eye movement tests toward the detection of the efficacy and, or, toxicity of neuro-pharmaceutical compounds throughout the clinical drug development process. Several different paradigms in smooth pursuit tracking tests and several analysis methods and metrics may be used. Application of smooth pursuit tracking tests allows for a quantifiable measurement of a subject's cognitive behavior and function. This process provides a cost effective and objective test of efficacy of neuro-pharmaceutical drugs and increase the validity of the clinical drug development process. | 1. A method for conducting pharmaceutical drug testing to ascertain the efficacy or toxicity of a candidate target drug comprising the steps of: administering the target drug to a test subject and, measuring the reaction of the test subject to the administration of the target drug utilizing smooth pursuit cognitive testing, wherein the smooth pursuit cognitive testing includes: presenting a smoothly moving object on a screen; using one or more cameras to detect gaze direction of one or more eyes of the test subject while the test subject visually tracks the smoothly moving object presented on the screen, and determining cognitive performance of the test subject in accordance with the test subject'ss performance in visually tracking the smoothly moving object presented on the screen.
4178 | System and method for sensorized user interface | A system and method for is provided for operation of an orthopedic system. The system includes a load sensor for converting an applied pressure associated with a force load on an anatomical joint, and an ultrasonic device for creating a low-power short-range ultrasonic sensing field within proximity of the load sensing unit for assessing alignment. The system can adjust a strength and range of the ultrasonic sensing field according to position. It can report audible and visual information associated with the force load and alignment. Other embodiments are disclosed. | 1. A medical system for generating quantitative measurements on the muscular-skeletal system, comprising: a load sensing device configured to couple to the muscular-skeletal system to measure a load magnitude and a position of load applied thereto; a surgical navigation device configured to measure muscular-skeletal alignment; and a remote system having a display configured to wirelessly couple to the surgical navigation device and the load sensing device where the remote system is configured to receive quantitative measurement data from the load sensing device and the surgical navigation device and where the remote system is configured to display load magnitude, position of load, and alignment data.
4179 | Methods, systems, and devices for treating tinnitus with VNS pairing | A method of treating tinnitus comprising measuring a patient's hearing, determining the patient's hearing loss and the patient's tinnitus frequency using the measurements of the patient's hearing, programming a clinical controller with the measurements of the patient's hearing, selecting a plurality of therapeutic tones, where the therapeutic tones are selected to be at least a half-octave above or below of the patient's tinnitus frequency, setting an appropriate volume for each of the plurality of tones, repetitively playing each of the plurality of therapeutic tones, and pairing a vagus nerve stimulation pulse train with each playing of a therapeutic tone, thereby reducing the patient's perception of tinnitus. | 1. A system for treating tinnitus comprising: a clinical controller executing tinnitus therapy software; a vagus nerve stimulation (VNS) implantable pulse generator (IPG) in communication with the clinical controller and receiving stimulation signals from the clinical controller; a VNS lead connected to the VNS IPG; a VNS electrode connected to the VNS lead and receiving stimulation signals through the VNS lead from the VNS IPG; and a sound generator connected to the clinical controller, wherein the clinical controller plays selected sound files through the sound generator while sending stimulation signals to the VNS IPG such that respective selected sounds of respective selected sound files may be heard by a patient while a stimulation pulse train at the VNS electrode causes the patient'ss vagus nerve to be stimulated, wherein the system is configured to receive input based on the patient'ss tinnitus frequency, and the selected sounds are therapeutic tones, and the system is configured to automatically play the therapeutic tones such that they are at least a half-octave above the patient'ss tinnitus frequency.
4180 | Methods, systems, and devices for treating tinnitus with VNS pairing | A method of treating tinnitus comprising measuring a patient's hearing, determining the patient's hearing loss and the patient's tinnitus frequency using the measurements of the patient's hearing, programming a clinical controller with the measurements of the patient's hearing, selecting a plurality of therapeutic tones, where the therapeutic tones are selected to be at least a half-octave above or below of the patient's tinnitus frequency, setting an appropriate volume for each of the plurality of tones, repetitively playing each of the plurality of therapeutic tones, and pairing a vagus nerve stimulation pulse train with each playing of a therapeutic tone, thereby reducing the patient's perception of tinnitus. | 1. A method of treating tinnitus comprising: determining the patient'ss tinnitus frequency; programming a clinical controller with information based on the determined tinnitus frequency; selecting a plurality of therapeutic tones, where the therapeutic tones are selected to be at least a half-octave above or below the determined patient'ss tinnitus frequency; setting an appropriate volume for each of the selected plurality of tones; repetitively playing each of the selected plurality of therapeutic tones; and pairing a vagus nerve stimulation pulse train with each playing, thereby reducing the patient'ss perception of tinnitus.
4181 | Methods, systems, and devices for treating tinnitus with VNS pairing | A method of treating tinnitus comprising measuring a patient's hearing, determining the patient's hearing loss and the patient's tinnitus frequency using the measurements of the patient's hearing, programming a clinical controller with the measurements of the patient's hearing, selecting a plurality of therapeutic tones, where the therapeutic tones are selected to be at least a half-octave above or below of the patient's tinnitus frequency, setting an appropriate volume for each of the plurality of tones, repetitively playing each of the plurality of therapeutic tones, and pairing a vagus nerve stimulation pulse train with each playing of a therapeutic tone, thereby reducing the patient's perception of tinnitus. | 1. A method of treating tinnitus comprising: determining the patient'ss tinnitus frequency; programming a clinical controller with the determined tinnitus frequency; selecting a plurality of therapeutic tones, where the therapeutic tones are selected to be at least a half-octave above or below the patient'ss tinnitus frequency; repetitively playing each of the plurality of therapeutic tones; and combining an electrical vagus nerve stimulation pulse train with each playing of a therapeutic tone, thereby reducing the patient'ss perception of tinnitus.
4182 | Methods, systems, and devices for treating tinnitus with VNS pairing | A method of treating tinnitus comprising measuring a patient's hearing, determining the patient's hearing loss and the patient's tinnitus frequency using the measurements of the patient's hearing, programming a clinical controller with the measurements of the patient's hearing, selecting a plurality of therapeutic tones, where the therapeutic tones are selected to be at least a half-octave above or below of the patient's tinnitus frequency, setting an appropriate volume for each of the plurality of tones, repetitively playing each of the plurality of therapeutic tones, and pairing a vagus nerve stimulation pulse train with each playing of a therapeutic tone, thereby reducing the patient's perception of tinnitus. | 1. A method of treating tinnitus comprising: determining the patient'ss tinnitus frequency; programming a clinical controller with the determined tinnitus frequency; selecting a plurality of therapeutic tones; setting an appropriate volume for each of the plurality of therapeutic tones; repetitively playing each of the plurality of therapeutic tones; and providing a vagus nerve stimulation pulse train with each playing of a therapeutic tone, thereby reducing the patient'ss perception of tinnitus, wherein the respective therapeutic tones of the plurality of therapeutic tones are outside the range of the patient'ss tinnitus frequency.
4183 | Process of cooling surgical device battery before or during high temperature sterilization | A dual-mode autoclave for sterilizing a battery is disclosed including a controller and an environmental system in operative communication with the controller and configured sterilize a battery contained within the dual-mode autoclave in response to a command from the controller. The environmental system configured to reduce a temperature of the battery to a first, pre-cooled temperature during a first operational phase and configured to increase the temperature of the battery to a second, autoclaving temperature during a second operational phase. | 1. A sterilization system, comprising: a battery including an active cooling system; and an autoclave including a coolant supply system, the coolant supply system configured to operatively couple to the active cooling system of the battery when the battery is disposed within the autoclave, the active cooling system configured to maintain the battery at a reduced temperature during a heat autoclaving cycle.
4184 | Patch-sized fluid delivery systems and methods | A patch-sized fluid delivery device may include a reusable portion and a disposable portion. The disposable portion may include components that come into contact with the fluid, while the reusable portion may include only components that do not come into contact with the fluid. Redundant systems, such as redundant controllers, power sources, motor actuators, and alarms, may be provided. Alternatively or additionally, certain components can be multi-functional, such a microphones and loudspeakers that may be used for both acoustic volume sensing and for other functions and a coil that may be used as both an inductive coupler for a battery recharger and an antenna for a wireless transceiver. Various types of network interfaces may be provided in order to allow for remote control and monitoring of the device. | 1. A delivery device for delivering an infusion medium to a user, the device comprising: a first housing portion adapted to be secured to a user; a second housing portion configured to be selectively engaged with and disengaged from the first housing portion to allow disposal of the first housing portion without disposing of the second housing portion, the first housing portion having an enclosed interior volume; a drive shaft supported by the second housing portion, for movement in a generally linear dimension; a shape-memory alloy operatively connected to the drive shaft, to selectively move the drive shaft in the generally linear dimension; and a pump device comprising: a housing provided with a barrel having a generally linear, longitudinal axis, a port extending to the barrel and configured for connection to a reservoir, the port in fluid flow communication with the barrel and configured for connection in fluid flow communication with an injection site; a plunger located in the barrel and having a surface for receiving a drive force from the drive shaft when the first housing portion and the second housing portion are engaged, wherein the plunger is moveable with movement of the drive shaft along the longitudinal axis of the barrel between fill and dispense positions, such that: in the fill position, the plunger is moved to a position to allow fluid flow communication through the port and into the barrel; and in the dispense position, the plunger is moved to a position wherein fluid flow is obstructed through the port and to reduce the volume of the barrel to force fluid in the piston chamber out of the port.
4185 | Implantable electrode and method of making the same | The implantable electrode system of the preferred embodiments includes a conductor, an interconnect coupled to the conductor, an insulator that insulates the interconnect, and an anchor that is connected to both the conductor and the insulating element. The anchor is mechanically interlocked with at least one of the conductor and the insulator. | 1. An implantable electrode, comprising: a) an insulator layer; b) an electrically conductive interconnect layer supported by a first portion of the insulator layer, the interconnect layer comprising an interconnect width extending between spaced apart first and second interconnect edges; c) an electrically conductive plug layer supported directly on an upper interconnect surface of the interconnect layer, the plug layer comprising a plug width extending between spaced apart first and second plug edges; d) an electrically conductive electrode layer supported directly on an upper plug surface of the plug layer, the electrode layer comprising an electrode width or diameter extending between spaced apart first and second electrode edges; e) an anchor layer supported by the first portion of the insulator layer and being physically and electrically connected to the electrode layer adjacent to at least one of the first and second electrode edges, wherein the anchor layer comprises at least two anchor portions spaced from the interconnect layer, each anchor portion having an anchor width extending between spaced apart first and second anchor edges; f) a second portion of the insulator layer supported on the first portion of the insulator layer and contacting the plug, g) wherein the second portion of the insulator layer is in an overlaying relationship with the upper interconnect surface and with the upper anchor surface to thereby lock the interconnect and anchor layers between the first and second portions of the insulator layer.
4186 | Circuit board for an implantable medical device, and method of fabricating and testing | Designs and methods of construction for a printed circuit board (PCB) in an implantable pulse generator (IPG) are disclosed which facilitate IPG PCB testing while also providing for protection of IPG circuitry in a simple and cost effective manner. The IPG PCB is formed as part of a larger test PCB, which includes an extender portion with traces routing nodes of interest in the IPG PCB to an edge connector. IPG electronics are mounted or soldered to the IPG PCB, and then such electronics are tested via the edge connector. The IPG PCB is then singulated from the extender portion in a manner leaving one or more PCB tabs at the severed edge of the PCB. The PCB tab(s) extend from the severed edge, and create an offset distance preventing traces severed and now exposed at the severed edge from contacting and potentially shorting to conductive structures in the IPG. | 1. An implantable medical device, comprising: a circuit board comprising electronic components, the circuit board comprising an edge along a side of the circuit board, wherein the edge comprises a plurality of exposed traces each coupled to a node in the circuit board; and a conductive structure proximate to the edge, wherein the edge comprises at least one first portion comprising at least some of the exposed traces, and at least one second portion not comprising the exposed traces, wherein the at least one first portion is recessed with respect to the at least one second portion to prevent the exposed traces in the at least one first portion from contacting the conductive structure.
4187 | Implantable medical device and charging system employing electric fields | An implantable medical device and external base station system are disclosed. The external base station can provide a passive electric field to power the implant, or to charge its battery. The base station may also power or charge using magnetic fields under certain circumstances. The Implantable medical device may comprise an implantable neurostimulator having a number of electrode leads extending from its body. One or more of the electrode leads can comprise the antenna for receiving the electric field from the base station, and resonance in that antenna can be rectified to provide the power for recharging the battery. Although the E-field provided by the base station does not provide as much power for recharging as does other traditional charging techniques, it can occur passively and over longer distances to allow the patent's implant to be recharged when in relative proximity to the base station. | 1. An implantable medical device, comprising: a battery; a wire configured to receive a wireless transmission of an electric field, wherein the wire is additionally configured to provide stimulation to a patient'ss tissue at an electrode coupled to the wire; a first rectifier circuit configured to convert the electric field received at the wire to a first DC voltage; a coil configured to receive a magnetic field; a second rectifier circuit configured to convert the magnetic field to a second DC voltage; and selection circuitry configured to select either the first DC voltage or the second DC voltage to charge the battery.
4188 | Implantable medical device antenna | An implantable medical device includes a case having a conductive housing defining an opening. A dielectric material is coupled to the conductive housing to hermetically seal the opening. An antenna is within the case under the dielectric material. A header block is coupled to the case over the dielectric material. | 1. An implantable medical device comprising: a case including a conductive housing defining an opening; a dielectric material coupled to the conductive housing to hermetically seal the opening; an antenna within the case under the dielectric material; and a header block coupled to the case over the dielectric material, wherein the header block directly overlies and completely covers the dielectric material.
4189 | Use case-based services | An apparatus comprises an external device for communication with an implantable device. The external device includes a communication circuit configured to receive a communication signal from at least a third device separate from the external device and the implantable device, a locating circuit configured to determine a location of the external device using the received communication signal, a port configured to receive user identity information into the external device, and a control circuit electrically coupled to the communication circuit, the locating circuit, and the port. The control circuit is configured to allow user access to an implantable device feature according to the determined location and received user identity information. | 1. A method comprising: receiving a wireless communication signal using an external device, wherein the external device is configured to communicate with an implantable device and receive the wireless communication signal from at least a third device; determining, by the external device, a location of the external device according to the wireless communication signal received in the external device from at least the third device; receiving user identity information into the external device; and configuring, by the external device, user access to an implantable device feature according to the determined location and received user identity information; presenting, by an external device, a user option to disable delivery of defibrillation therapy by an implantable device; receiving an indication into the external device to disable delivery of the defibrillation therapy and disabling the defibrillation therapy in response thereto; and generating an alert when a triggering event occurs and defibrillation therapy by the implantable device remains disabled.
4190 | System for generating non-homogenous biologically-adjusted light and associated methods | A lighting apparatus including a plurality of luminaires, each including a controller configured to operate the luminaire and positioned in communication with a computerized device. Each luminaire is selectively operable to emit source light, characterized by a dominant source light wavelength within a range from 390 nanometers to 750 nanometers. The luminaires are arrangeable so as to form an array. Some luminaires of the plurality of luminaires are operable such that at least two of the luminaires emit source lights with different dominant source light wavelengths and the source lights emitted by the luminaires combine to form a combined light at a distance from the luminaires defined as a combining distance. The dominant source light wavelength of some of the luminaires varies with time. The luminaires are configured to be operated to selectively emit light having a spectral power distribution that reduces melatonin suppression. | 1. A lighting apparatus comprising: a plurality of luminaires, each luminaire comprising a controller configured to operate the luminaire and positioned in communication with a computerized device; wherein each luminaire is selectively operable to emit source light, the source light is characterized by a dominant source light wavelength within a range from 390 nanometers to 750 nanometers; wherein the plurality of luminaires are arrangeable so as to form an array; wherein at least some luminaires of the plurality of luminaires are operable such that at least two of the plurality of luminaires emit source lights with different dominant source light wavelengths, and such that the one or more source lights emitted by the plurality of luminaires combine to form a combined light at a distance from the plurality of luminaires defined as a combining distance; wherein the dominant source light wavelength of at least some of the luminaires of the plurality of luminaires are variable with time; wherein the plurality of luminaires are configured to be operated to selectively emit light having a spectral power distribution that reduces melatonin suppression; wherein at least one of the plurality of luminaires is operable to emit light having at least one of increased spectral opponency and decreased spectral opponency responsive to a time indicated by a time-keeping device in communication with the computerized device.
4191 | Spectral photon counting detector | An apparatus includes a pulse shaper ( 120 ) for receiving signals indicative of detected photons and generating a plurality of pulses therefrom to form a pulse train ( 200 ) and a peak detector ( 150 ) for sampling the pulse train ( 200 ) at an output of the pulse shaper ( 120 ). The peak detector ( 150 ) includes a circuit ( 300 ) for selectively detecting and sampling a maximum ( 202 a, b, c) and a minimum ( 204 a, b) value of the pulse train ( 200 ). The maximum ( 202 a, b, c) and minimum ( 204 a, b) values sampled are then converted from analog-to-digital format via an analog-to-digital converter ( 160 ). | 1. An apparatus, comprising: a pulse shaper for receiving signals indicative of detected photons and generating a plurality of pulses therefrom to form a pulse train; and a peak detector for sampling the pulse train at an output of the pulse shaper, the peak detector including a circuit for selectively detecting and sampling a maximum value and a minimum value of the pulse train; an analog to digital converter that coverts the maximum value and the minimum value to a digital maximum value and a digital minimum value; and a time counter that generates a first value for a time clock tick during which the maximum or minimum is detected and a second value for a time clock tick during which the maximum or minimum is not detected; wherein the original pulse train is reconstructed using the digital maximum value, the digital minimum value, the first value, and the second value.
4192 | Apparatus for the generation of extremely short-wavelength, ultra-short duration light pulses | Extremely ultrashort and short-wave light pulses are generated with the aid of the traveling-wave Thomson scattering process. Dispersive elements are arranged between an electron, particle, or radiation source, which is synchronized with a laser system, and an optical element that focuses in a direction. The device is used to superpose a pulse-front tilted light pulse of high power with an ultrashort pulse of relativistic electrons in a laser-line focus. By varying the laser pulse-front tilt, narrow-band radiation pulses in a wide wavelength range from EUV to X-ray wavelengths and having a high number of protons are obtained, and the bandwidth and coherence properties can also be modified. The system can be used, among other things, in EUV lithography, in the planning and optimal design of laser systems and electron sources, in material analysis by phase contrast imaging, and in superconductor research. The assembly is smaller and cheaper than current comparables. | 1. An apparatus for generating ultra-short short-wave light pulses, the apparatus comprising: a laser system for generating a first beam, wherein the first beam is a laser beam propagating along a laser beam path; a source for generating a second beam, wherein the second beam is a beam of electrons, particles or radiation, said laser system and said source being synchronized such that the first beam and the second beam interact in an overlap region; an optical focusing element for focusing in one direction and a dispersive element, wherein said focusing element and said dispersive element are disposed along the laser beam path between said laser system and said overlap region, and wherein said dispersive element acts as a diffraction grating with non-uniform grating spacings following a square dependence.
4193 | Method and technique to control laser effects through tuning of parameters such as repetition rate | A technique for controlling the effects generated by the interaction of a plurality of laser pulses with a medium by selecting or varying the successive pulse parameters comprising: generating a plurality of laser pulses interacting with a medium; and selecting or varying the properties/parameters characterizing said laser pulses to control the effects resulting from the interaction among said plurality of laser pulses and said medium. | 1. A method for controlling the effects generated by the interaction of a plurality of laser pulses with a medium by selecting or varying the successive pulse parameters comprising: generating a plurality of laser pulses interacting with a medium; and selecting or varying the properties/parameters characterizing said laser pulses to control the effects resulting from the interaction among said plurality of laser pulses and said medium wherein the effect being controlled is the spectral content of the electromagnetic emissions generated by said plurality of laser pulses interacting with said medium and said effect is that of broadening the spectrum of electromagnetic emissions, beyond those resulting from the interaction between the medium and a single laser pulse and said broadened electromagnetic emission spectrum is directed toward a sensor and/or imaging array in order to saturate it over a range of wavelengths to obscure signatures of interest or temporarily or permanently disable said sensor and/or imaging array.
4194 | Adaptive gesture-based method, system and computer program product for preventing and rehabilitating an injury | In an approach to allowing a user to operate a computing device while preventing and/or rehabilitating an injury, three-dimensional gestures of a user are translated into corresponding movement of a cursor on a display device. Different gestures can indicate the same motion of the cursor. As the user gestures to move the cursor, the software determines, based on a history of use specific to the user, whether the user can continue without feeling pain or fatigue. If it is determined that continued use will cause or is likely to cause pain or fatigue, the software can request the user to take a break, or can switch the gesture or motion required by the user to move the cursor in a similar manner. | 1. A method comprising the steps of: creating, by a computer, a plurality of movement profiles, each movement profile being in a manner which a cursor moves in response to one or more gestures performed by a user and wherein each movement profile includes one or more different gestures corresponding to a same movement of the cursor, such that a user can perform either at least a first gesture or a second gesture and achieve the same movement of the cursor; tracking, via one or more sensor devices connected to the said computer, the one or more gestures performed by a user, wherein a gesture is a detectable movement of a body or a part of the body; in response to the tracking of the one or more gestures performed by a user, moving a cursor on a display device of the said computer in a manner which corresponds to both the one or more gestures and at least one movement profile of the plurality of movement profiles indicating a predefined set of one or more gestures that move the cursor; receiving, based at least on one of data gathered from the gestures performed and a direct notification from the user, an indication that the user is experiencing fatigue or pain; in response to the received indication that the user is experiencing fatigue or pain, determining, by the said computer, a threshold level for potential injury for the one or more gestures; and using the threshold level to determine if subsequent repeated gestures similar to any of the one or more gestures are nearing a point of potential injury; in response to receiving no indication that the user is experiencing fatigue or pain, and based at least in part on the at least one movement profile and an analysis of the one or more gestures, determining whether a subsequent performance of one or more of the one or more gestures are potentially injurious; in response to determining the subsequent gestures would cause the user potential injury, taking, by the said computer, a preventative action, wherein taking the preventative action comprises changing, by the said computer, the at least one movement profile such that subsequent gestures must differ from the one or more potentially injurious gestures to accomplish a similar movement of the cursor.
4195 | Method and system for processing information based on detected biometric event data | A system and method is provided for processing and storing captured data in a wireless communication device based on detected biometric event data. The captured data may be acquired through a data acquisition system with devices or sensors in an integrated or distributed configuration. The captured data may include multimedia data of an event with time, date and/or location stamping, and captured physiological and behavioral biometric event data in response to the event. The captured data may be dynamically stored in a data binding format or as raw data in a local host device or communicated externally to be stored in a remote host or storage. At least one user preference may be specified for linking a biometric event data to the mapped, analyzed, categorized and stored captured data in a database. Captured data may be retrieved by matching biometric event data to at least one user preference from the database. | 1. A method comprising: capturing, in a computing device, input data; capturing, in the computing device, biometric event data via one or more biometric sensors concurrent to the capturing of the input data; and mapping at least a portion of the biometric event data to at least a portion of the captured input data, wherein: the mapping comprises mapping the at least a portion of the biometric event data to a biometric event database; and the mapped at least a portion of the biometric event data indicates a behavioral condition of a user during the capturing of the input data.
4196 | Method and apparatus for providing adaptive display and filtering of sensors and sensor data | An approach is provided for adaptive display and filtering of sensors and sensor data. A sensor manager determines one or more signals associated with one or more sensors. The sensor manager then processes and/or facilitates a processing of the one or more signals for comparison against one or more predetermined signals. The sensor manager determines one or more parameters for one or more filters based, at least in part, on the comparison, wherein the one or more filters operate, at least in part, on the one or more sensors, one or more other signals determined form the one or more sensors, or a combination thereof. | 1. A method comprising facilitating a processing of and/or processing (1) data and/or (2) information and/or (3) at least one signal, the (1) data and/or (2) information and/or (3) at least one signal based, at least in part, on the following: one or more signals associated with one or more sensors, the one or more sensors associated with determining at least one operational state of one or more other sensors; a processing of the one or more signals for comparison against one or more predetermined signals; and one or more parameters for one or more filters based, at least in part, on the comparison, wherein the one or more filters operate, at least in part, on the one or more sensors, one or more other signals determined from the one or more other sensors, or a combination thereof, transmitting, via a transceiver, the one or more signals.
4197 | Image capture and identification system and process | A digital image of the object is captured and the object is recognized from plurality of objects in a database. An information address corresponding to the object is then used to access information and initiate communication pertinent to the object. | 1. An image search system comprising: an image database storing a plurality of reference images, the reference images having reference image salient parameters; and an image processor coupled with the image database and configured to: receive an input image captured by a mobile device; decompose the input image into input image salient parameters; recognize at least one classification associated with the input image based on a comparison of the input image salient parameters to the reference image salient parameters; identify content related to the at least one classification; and cause the content, via a network address, to be returned to a second mobile device.
4198 | Medical data transport over wireless life critical network | A communicator facilitates communications with a remote server via a wireless network supporting a plurality of disparate data transport mechanisms having differing characteristics. A processor coupled to memory is disposed in a communicator housing, which is configured for portability. The memory stores wireless radio firmware and data transfer instructions that are executable by the processor for transferring data to the remote server in accordance with a priority level. The priority level is based in part on criticality of the data and the communicator status. A radio disposed in the housing effects communications via the wireless network in accordance with the firmware. A power source in the housing supplies power for communicator components. The processor executes program instructions for selecting a data transport mechanism among the plurality transport mechanisms based on the priority level, and transmits the data via the wireless network via the radio using the selected transport mechanism. | 1. A communicator configured to facilitate communications with a remote server, the communicator comprising: a processor; memory coupled to the processor, wherein the memory stores firmware and data transfer instructions, the data transfer instructions executable by the processor for transferring data to the remote server in accordance with a priority level; a communications module configured to effect communications with the remote server using each of a plurality of communications protocols, in accordance with program instructions of the firmware executable by the processor; and the processor configured to execute program instructions for selecting a communications protocol from the plurality of communications protocols based at least in part on the priority level and transmitting the data to the remote server using the selected transport mechanism via the communications protocol.
4199 | Method of controlling an update algorithm of an adaptive feedback estimation system and a decorrelation unit | An audio processing device comprises a feedback estimation system for estimating feedback from an output transducer to an input transducer, the feedback estimation system comprising an adaptive filter comprising a variable filter part for filtering an input signal according to variable filter coefficients and an algorithm part comprising an adaptive algorithm for dynamically updating filter coefficients, a control unit for controlling the de-correlation unit and the adaptive algorithm, and a correlation detection unit for determining a) the auto-correlation of a signal of the forward path and providing an AC-value and/or b) the cross-correlation between two different signals of the forward path and providing an XC-value. | 1. An audio processing device comprising at least one input transducer for picking up a sound signal and converting it to at least one electric input signal and at least one output transducer for converting an electric output signal to an output sound, a forward path being defined between the at least one input transducer and the at least one output transducer, the forward path comprising a signal processing unit for processing the at least one electric input signal or a signal derived therefrom and providing a processed output signal and a de-correlation unit for de-correlating the electric output signal and the electric input signal; the audio processing device further comprising an analysis path in parallel to all or a part of the forward path, the analysis path comprising a feedback estimation system for estimating feedback from the at least one output transducer to the at least one input transducer and providing a corresponding feedback estimation signal, the feedback estimation system comprising an adaptive filter comprising a variable filter part for filtering an input signal according to variable filter coefficients and an algorithm part, the algorithm part comprising an adaptive algorithm for dynamically updating said filter coefficients, a control unit for controlling said de-correlation unit and said adaptive algorithm, and a correlation detection unit for determining a) the auto-correlation of a signal of the forward path and providing an AC-value and/or b) the cross-correlation between two different signals of the forward path and providing an XC-value, wherein the control unit is configured to base or influence its control of said de-correlation unit and said adaptive algorithm on said AC-value and/or said XC-value.
4200 | Signal processing | The electronic device and a corresponding signal processing method disclosed herein reduces electromagnetic noise. To that end, the electronic device includes a delay line, an oscillator, and a modulator. The delay line generates a spread spectrum clock signal from an input clock signal, where a timing jitter and a period of jitter of the spread spectrum clock signal are controlled at each period of the spread spectrum clock signal based on a digital code. The oscillator uses the spread spectrum clock signal to generate a processing signal. The modulator modulates the processing signal as a function of an audio signal. | 1. A signal processing electronic device configured to reduce electromagnetic noise, the electronic device comprising: a delay line configured to generate a spread spectrum clock signal from an input clock signal, a timing jitter and a period jitter of the spread spectrum clock signal being controlled at each period of the spread spectrum clock signal based on a digital code; an oscillator configured to use the spread spectrum clock signal to generate a processing signal; and a modulator configured to modulate the processing signal as a function of an audio signal.
4201 | Antenna coupled to a cover closing an opening in an implantable medical device | An implantable medical device includes a housing. An opening is present in the housing. The implantable medical device includes communication circuitry in the housing. The implantable medical device includes a cover coupled to edges of the housing defining the opening to substantially close the opening. The implantable medical device also includes an antenna coupled to the cover. The antenna is electrically coupled to the communication circuitry. | 1. An implantable medical device comprising: a housing having an opening; communication circuitry in the housing; a cover having an outside surface and an inside surface, the cover coupled to edges of the housing defining the opening to substantially close the opening; an antenna on the outside surface of the cover, wherein the antenna is electrically coupled to the communication circuitry; and a header coupled to the housing, wherein the cover is covered by the header.
4202 | In-body device having deployable antenna | Deployable antennas for in-body devices, such as implantable and ingestible devices, are provided. Aspects of the in-body deployable antennas of the invention include antennas configured to go from a first configuration to a second configuration following placement in a living body, e.g., via ingestion or implantation. Embodiments of the in-body devices are configured to emit a detectable signal upon contact with a target physiological site. Also provided are methods of making and using the devices of the invention. | 1. An in-body system for providing a signal in a conducting liquid, the system comprising: a structure for defining a space that is sealed from the conducting liquid; a control unit including at least two outputs, wherein the control unit is positioned within the defined sealed space of the structure, wherein the control unit produces the signal, the signal comprising an electrical identifiable pattern upon activation, and wherein the control unit is activated upon contact with the conducting liquid; and at least two dissolvable transmission elements, each of the at least two dissolvable transmission elements secured to the structure at different locations and each being electrically coupled to a corresponding output of the control unit; and wherein the control unit delivers the electrical identifiable pattern to the at least two dissolvable transmission elements, and wherein at least one of the dissolvable transmission elements is configured to detach from the structure when the at least one dissolvable transmission element is deployed.
4203 | Methods of manufacturing leads with a radially segmented electrode array | A method of making a lead for a stimulation device includes forming at least one pre-electrode in the shape of a ring, the at least one pre-electrode comprises at least two thin-walled portions separated by at least two thick-walled portions; disposing the at least one pre-electrode near a distal end of a lead body; joining at least one conductor to each thick-walled portion of the at least one pre-electrode; and grinding the lead body and the at least one pre-electrode to remove the thin-walled portions of the at least one pre-electrode to form segmented electrodes from the thick-walled portions of the at least one pre-electrode. | 1. A method of making a lead for a stimulation device comprising: forming at least one pre-electrode in a shape of a ring, the at least one pre-electrode comprises at least two thin-walled portions separated by at least two thick-walled portions; disposing the at least one pre-electrode near a distal end of a lead body; joining at least one conductor to each thick-walled portion of the at least one pre-electrode; and grinding the at least one pre-electrode to remove the thin-walled portions of the at least one pre-electrode to form a plurality of segmented electrodes from the thick-walled portions of the at least one pre-electrode.
4204 | Adaptive rate recharging system | Devices, systems, and techniques for selecting a period for charging an implantable rechargeable power source are disclosed. Implantable medical devices may include a rechargeable power source that can be transcutaneously charged. A system may control a charging module to begin charging the rechargeable power source of the implantable medical device with a high power level. The system may then determine an estimated heat loss based on power initially delivered to the rechargeable power source when beginning the charging. Based on this estimated heat loss during the initial period of recharging, the system may select a boost period that includes a duration of time that the rechargeable power source is charged with the high power level. | 1. A method comprising: controlling a charging module to begin charging a rechargeable power source of an implantable medical device with a high power level, wherein the high power level is higher than a non-zero low power level; determining, by a processor, an estimated heat loss based on power initially delivered to the rechargeable power source when beginning the charging with the high power level; selecting, by the processor, a boost period based on the estimated heat loss; and continuing to control the charging module to charge the rechargeable power source with the high power level for a duration of the boost period.
4205 | System and method for controlling charging energy delivered to an implantable medical device | A charging energy control system includes an implantable medical device (IMD) and an external charger. The IMD receives charging energy to recharge a battery during a charging energy acceptance period and rejects the charging energy during an actual charging energy rejection period. The external charger transmits the charging energy to the IMD in order to recharge the battery. The external charger includes a charging controller configured to determine the actual charging energy rejection period, and regulate the charging energy during which the charging controller predicts a predicted charging energy rejection period of the IMD based on the actual recharging energy rejection period. The charging controller is configured to cease or reduce transmission of the charging energy during a charging energy conservation period that is at least a portion of the predicted charging energy rejection period. | 1. A charging energy control system comprising: an implantable medical device (IMD) including a battery, wherein the IMD is configured to receive charging energy to recharge the battery during a charging energy acceptance period, and reject the charging energy during an actual charging energy rejection period; and an external charger configured to transmit the charging energy to the IMD in order to recharge the battery, wherein the external charger includes a charging controller configured to: i) determine the actual charging energy rejection period, ii) regulate the charging energy during a charging energy regulation period in which the charging controller predicts a predicted charging energy rejection period of the IMD based on the actual charging energy rejection period, and iii) cease or reduce transmission of the charging energy during a charging energy conservation period that is at least a portion of the predicted charging energy rejection period.
4206 | Method and system for generation of images based on biorhythms | Certain embodiments of the invention may include apparatus, systems, and methods for exchanging pictures, images, audio files, and videos over social networks. Said communications comprise transcribed media such as voice recordings, photographs, digitally manipulated images, or videos. A method is described wherein a predictive analytics engine using pre-determined biorhythm criterion, such as heart rate, inferred from historical data, determines the appropriate time to capture images and when to transmit them to social networks, and which networks to transmit the media to as well as which users to authorize to view the content. | 1. An apparatus for taking pictures or videos triggered by pre-selected changes in a user'ss biorhythms, the apparatus comprising: at least one biosensor configured to detect at least one biorhythm of a user and to generate a biorhythm signal based on the detected at least one biorhythm of the user; a wearable camera configured to be worn by the user; and at least one processor configured to receive the biorhythm signal from the at least one biosensor, the processor configured to compare the biorhythm signal to a biorhythm threshold and, in response to the biorhythm signal exceeding the biorhythm threshold, to simultaneously trigger the wearable camera to take one or more pictures or videos.
4207 | Voice control device and voice control method | A voice control device includes a hearing estimate section configured to estimate hearing of a user based on a sending/received sound ratio representing a ratio of the volume of a sending sound to the volume of a received sound; a compensation-quantity calculating section configured to calculate a compensation quantity for a received signal of the received sound responsive to the estimated hearing; and a compensation section configured to compensate the received signal based on the calculated compensation quantity. | 1. A voice control device comprising: a hearing estimate section configured to estimate hearing of a user based on a sending/received sound ratio representing a ratio of the volume of sending sound to the volume of received sound, the sending sound being sent by the user in a form of a sending signal, and the received sound being received by the user in a form of a received signal; a compensation-quantity calculating section configured to calculate a compensation quantity for the received signal of the received sound responsive to the estimated hearing; and a compensation section configured to compensate the received signal based on the calculated compensation quantity.
4208 | Laser apparatus and extreme ultraviolet light generation apparatus | A laser apparatus may include a master oscillator configured to output a pulse laser beam, an amplifier disposed in a light path of the pulse laser beam, a wavelength selection element disposed in the light path of the pulse laser beam and configured to transmit light of a selection wavelength at higher transmittance than transmittance of light of other wavelengths, and a controller configured to change the selection wavelength of the wavelength selection element. | 1. A laser apparatus comprising: a master oscillator configured to output a pulse laser beam; an amplifier disposed in a light path of the pulse laser beam; a wavelength selection element disposed in the light path of the pulse laser beam and configured to be switched between (1) a first state and (2) a second state to suppress spontaneous emission light from being amplified and entering the master oscillator, to suppress spontaneous emission light from being amplified and striking the target, or to suppress reflection light of the pulse laser beam reflected by the target from being amplified and entering the master oscillator, (1) the wavelength selection element in the first state having (1-1) a first transmittance for light of a first wavelength and (1-2) a second transmittance for light of a second wavelength, the second transmittance being lower than the first transmittance, (2) the wavelength selection element in the second state having (2-1) a third transmittance for light of the first wavelength for which the amplifier has a first amplification factor, the third transmittance being lower than the first transmittance, and (2-2) a fourth transmittance for light of the second wavelength for which the amplifier has a second amplification factor lower than the first amplification factor, the fourth transmittance being higher than the third transmittance; and a controller configured to switch the wavelength selection element.
4209 | Infusion pump systems and methods | Some embodiments of an infusion pump system can include a controller in electrical communication with a pump device so as to provide selected dosages of a medicine to a user over a period of time. The infusion pump system can employ a number of power management techniques to reduce the likelihood current drain of a rechargeable battery of the infusion pump system. | 1. A portable infusion pump system, comprising: a pump device including: a pump housing that defines a space to receive a medicine, and a drive system to dispense the medicine from the pump device when the medicine is received in the space of the pump housing; and a controller device electrically connectable to the pump device so as to control dispensation of the medicine from the pump device, the controller device comprising: a battery pack including a voltage output terminal, a return terminal, a third terminal, and at least one rechargeable battery cell that is coupled to the voltage output terminal so as to provide electrical energy to at least one of a component of the controller device and the drive system of the pump device; a monitor circuit that is configured to sense a voltage of the at least one rechargeable battery cell; a first resistor coupled between the at least one rechargeable battery cell and a voltage sense terminal of the monitor circuit; a second resistor coupled between the voltage sense terminal of the monitor circuit and the third terminal of the battery pack; wherein, in response to a user-initiated detachment of the pump device from the controller device, the monitor circuit is configured to cause the battery pack to act according to a low power mode independent of the voltage of the at least one rechargeable battery cell; wherein, in response to the user-initiated detachment of the pump device from the controller device, a low-resistance connection is provided between the third terminal of the battery pack and the return terminal of the battery pack.
4210 | Adhesive and peripheral systems and methods for medical devices | A repeater system may control a pump by using a repeater and a user interface. An adhesive patch system may be used for affixing a pump or other object to a human body. Such an adhesive patch system may include two sets of adhesive members, each member including an adhesive material on at least one side so as to attach to the body. The members of the first set are spaced to allow the members of the second set to attach to the body in spaces provided between the members of the first set, and the members of the second set are spaced to allow members of the first set to detach from the body without detaching the members of the second set. Also, fill stations and base stations are provided for personal pump systems. | 1. A system for controlling an external medical device, the system comprising: an intermediate transceiver comprising: short-range reception circuitry for, over a given range, receiving signals to a wearable medical device; short-range transmission circuitry for, over the given range, transmitting signals to the wearable medical device; longer-range transmission circuitry for, over a longer range exceeding the given range, transmitting the received signals to a user interface located remotely from the patient, longer-range reception circuitry for, over the longer range, receiving signals from the user interface; and an alarm for notifying a user of the presence of a fault condition; and a user interface comprising: interface reception circuitry for receiving signals from the intermediate transceiver; and interface transmission circuitry for transmitting signals to the intermediate transceiver; wherein the user interface is configured to receive an alarm signal from the intermediate transceiver and to relay the alarm signal.
4211 | Slot antenna for an implantable device | An implantable medical device may include a case which houses components of the implantable medical device. The implantable medical device may include an inductive coil coupled to a rechargeable battery. The inductive coil may be operative to inductively couple to an external coil and to transfer energy from the external coil to the rechargeable battery to recharge the rechargeable battery. The implantable medical device may include a cutout formed in the case of the implantable medical device and filled with a dielectric material. The cutout may be operative to reduce eddy currents in the case during recharge of the rechargeable battery. The implantable medical device may include a slot antenna disposed within the case. The slot antenna may be operative to communicate with an external device through the cutout in the case. | 1. An implantable medical device having a case configured to house components of the implantable medical device, the implantable medical device comprising: an inductive coil coupled to a rechargeable battery, the inductive coil operative to inductively couple to an external coil and to transfer energy from the external coil to the rechargeable battery to recharge the rechargeable battery; a cutout formed in the case of the implantable medical device and filled with a dielectric material, wherein the cutout is operative to reduce eddy currents in the case during recharge of the rechargeable battery; and a slot antenna disposed within the case, the slot antenna operative to communicate with an external device through the cutout in the case; wherein the slot antenna comprises: a first dielectric layer; a slot formed in a first metal layer above the first dielectric layer; and a feed line formed in a second metal layer below the first dielectric layer.
4212 | Coil system | In supplying energy to a medical device implanted in a mammal patient a first coil system ( 20 ) external to the patient's body for wirelessly transferring energy can be used that inductively cooperates with a second coil system ( 12 ) that, when implanted in the patient's body, receives wirelessly transferred energy for supplying energy or control signals to the medical device, when implanted in the patient's body. The first and second coil systems comprise each at least two individual coils ( 50, 51; 60, 61 ) which are not directly electrically connected to each other and operate basically independently of each other. This may give a very efficient and versatile transfer of energy or control signals. The coils in each of the coil systems can be operating at different frequencies by being connected to respective electric circuits, where each of these respective electric circuits operate basically independently of each other generating e.g. alternating electric current of different frequencies. | 1. Apparatus for supplying energy to a medical device implanted in a mammal patient, the apparatus comprising: a first coil system external to the patient′Ls body for wirelessly transmitting energy for powering the medical device, a second coil system that, when implanted in the patients body, receives wirelessly transferred energy for supplying energy or control signals to the medical device, when implanted in the patients body, wherein at least one of the first and second coil systems comprise a plurality of individual coils which in terms of frequency tuned energy supply operate basically independently of each other, for improving energy transmitting capacity, when implanted, wherein two or more coils in the first coil system and two or more coils in the second coil system are adapted to cause a transfer of energy from outside the body to the inside thereof, for powering the medical device, wherein each of said plurality of individual coils are tuned with a capacitor connected in parallel over the coil, wherein at least one first coil in the first coil system and at least one second coil in the second coil system are tuned to a first frequency, and wherein at least one third coil in the first coil system and at least one fourth coil in the second coil system, are tuned to a second frequency being a different frequency than the first frequency.
4213 | Folded antennas for implantable medical devices | In an example, an apparatus can include an implantable medical device comprising a housing, an implantable telemetry circuit carried within the housing, a dielectric compartment mechanically coupled to the housing, the dielectric compartment including first and second substantially parallel face portions and a third face portion extending between the first and second face portions, and an implantable telemetry antenna, located at least partially within the dielectric compartment. The implantable telemetry circuit can be electrically coupled to the implantable telemetry antenna and configured to wirelessly transfer information electromagnetically using the implantable telemetry antenna. In an example the implantable telemetry antenna comprises a spiral conductor portion extending along the first, second, and third face portions. In an example the spiral conductor includes a cross section having a lateral width that can be greater than a sidewall height of the cross section. | 1. An apparatus, comprising: an implantable medical device comprising: a housing; an implantable telemetry circuit carried within the housing; a dielectric compartment, mechanically coupled to the housing, the dielectric compartment including first and second substantially parallel face portions, and a third face portion extending between the first and second face portions; an implantable telemetry antenna, located at least partially within the dielectric compartment; wherein the implantable telemetry circuit is electrically coupled to the implantable telemetry antenna and configured to wirelessly transfer information electromagnetically using the implantable telemetry antenna; and wherein the implantable telemetry antenna comprises: a spiral conductor extending along and substantially conforming to the contours of the first, second, and third face portions of the dielectric compartment, wherein the spiral conductor comprises a planar spiral pattern including concentric turns; and a loading portion, coupled to the spiral conductor and the implantable telemetry circuit, the loading portion comprising a conductive segment substantially perpendicular to a surface of the housing, the conductive segment of the loading portion configured to adjust an input impedance of the implantable telemetry antenna, to provide a specified input impedance range within a specified range of operating frequencies to be used for wireless information transfer.
4214 | Apparatus with wireless communication module | The invention relates to an electronic apparatus ( 100 ) comprising a charging module ( 20 ) for receiving external energy (RF 1 ) and for transferring it to a rechargeable energy storage ( 10 ) in a "charging state". Moreover, the apparatus comprises a processing module which can be operated in a working state that is enabled if the charging module ( 20 ) is in the charging state and the apparatus is in a standard operating mode. The processing module may for example be a communication module ( 30 ) that can communicate wirelessly in its working state. In the standard operating mode, communication with the apparatus ( 100 ) is thus only possible if the apparatus ( 100 ) is simultaneously charged. The communication module ( 30 ) can therefore be completely switched off during the residual time, thus reducing power consumption and avoiding erroneous communication or misuse. | 1. An electronic apparatus that is operable in a standard operating mode (SOM), particularly a rechargeable active implantable medical device, the apparatus comprising: a rechargeable energy storage; a charging module configured to enter a charging state (CS) in which the charging module receives external energy (RF 1 ) and is configured to transfer the external energy to the energy storage; and a processing module configured to process data, or deliver electric stimuli, or both, the processing module operable in a working state (WS) which is, while the apparatus is in the standard operating mode, only enabled if the charging state is entered.
4215 | Image capture and identification system and process | A digital image of the object is captured and the object is recognized from plurality of objects in a database. An information address corresponding to the object is then used to access information and initiate communication pertinent to the object. | 1. A portable hand-held transaction device comprising: a sensor configured to acquire sensor data representative of and associated with an image of at least one credit card object; a data processing computing platform coupled with the sensor and configured to: recognize, based on salient parameters associated with the image, the at least one credit card object as a known target credit card object; identify an information address stored in a database based on recognizing the at least one credit card object; and use the information address to obtain pertinent information associated with a selected account associated with the at least one credit card object; and a terminal connection coupled with the data processing computing platform and configured to enable a terminal device to initiate a transaction with the selected account based on the pertinent information and by providing the pertinent information to the terminal device.
4216 | Systems and methods using a wearable device to determine an individuals daily routine | The methods and systems described herein may involve determining at least one lifeotype of at least one individual, analyzing the at least one lifeotype, and delivering content to at least one individual based on the analysis. The methods and systems described herein may involve providing a game, determining at least one lifeotype of at least one player of the game, analyzing the at least one lifeotype, and affecting the game play based on the analysis. The methods and systems described herein may involve providing an interactive space, determining at least one lifeotype of at least one individual in the space, analyzing the at least one lifeotype, and modifying at least one attribute of the space based on the analysis. | 1. A computer-system-implemented method, the computer system having at least one programmed processor to implement the method, the method comprising: continuously collecting data components with respect to an individual from a wearable sensor device; and collecting another set of data components with respect to the individual from a source separate from the wearable device; the computer system— (i) assembling a byte data structure for the individual that includes at least one bit determined from the collected data components from the wearable sensor device and at least one bit determined from said another set of data components; (ii) accessing data stored with respect to at least one other individual; (iii) determining a lifeotype for the individual by matching the byte data structure to the byte data structure of at least one other individual; and (iv) based on the determined type and the individual'ss collected data components, predicting at least one component of the individual'ss daily routine.
4217 | Systems and methods for extracting keywords in language learning | Systems, methods, and products for language learning that may extract text from various resources having text, using various natural-language processing features, which can be combined with custom-designed learning activities to offer a needs-based, adaptive learning methodology. The system may receive a resource, extract keywords pedagogically valuable to non-native language learning and academic exercises. Metadata describing various aspects of resources from which keywords are extracted may be associated with keywords. Metadata describing various aspects of keywords may also be associated with keywords. Extracted keywords may be stored into a keyword store along with any metadata associated with keywords. | 1. A computer-implemented method for extracting keywords from text comprising: parsing, by a computer, a set of one or more potential keywords from text of a resource containing text; storing, by the computer, into a keyword store each potential keyword in the set matching a term in a computer file containing a keyword whitelist and each potential keyword in the set matching a collocation in the keyword whitelist; determining, by the computer, for one or more potential keywords in the set of potential keywords, a word difficulty value associated with each of the one or more potential keywords based on scoring rules determining the word difficulty value; determining, by the computer, a pedagogical value threshold based upon a proficiency level of a learner and a resource difficulty score of the resource; and storing, by the computer, into the keyword store each potential keyword having a determined word difficulty value that satisfies the pedagogical value threshold.
4218 | MRI training device | MRI training and adjustment device for positioning the tip of a medical implement in living tissue, comprising a dummy which contains in the space inside it target pieces that show up in the MRI and the other component parts of which are invisible in the MRI, wherein a further component part of the training device is a base plate, which can be fastened under an MRI coil for the living tissue to be examined and carries at least one fastening block, which can be moved linearly with respect to the tissue and to which there can be detachably fastened either the dummy and/or a tissue pressing frame, which has an opening that is crossed by at least one elongated pressing rail, wherein the base plate, the fastening block, the tissue pressing frame and the pressing rail are invisible in the MRI. | 1. A MRI training and adjustment device for simulating positioning a tip of a medical implement in living tissue using an MRI device, comprising: a phantom, which contains in its interior, viewable target bodies, which are viewable using the MRI device, and non-viewable target bodies, which are not viewable using the MRI device, and a base plate, at least one fastening block a tissue pressure frame attached to the at least one fastening block wherein the tissue pressure frame comprises an opening, which is crossed by at least one elongated pressure bar, and wherein the base plate, the fastening block, the tissue pressure frame and the elongated pressure bar are invisible to the MRI device.
4219 | Handheld diabetes manager with a flight mode | A handheld diabetes manager has a flight mode that cooperatively interacts with an external medical device and includes a port configured to receive a test strip for blood glucose measurement, a blood glucose measurement module operable with the test strip, a communications module and a user interface module. The communications module selectively communicates wirelessly with an external medical device. The user interface module communicates with the blood glucose measurement module and the communications module and operates to provide a graphical user interface on a display of the diabetes manager. The graphical user interface includes a screen with a flight mode option. When the flight mode option is enabled and the external medical device is paired and currently communicating with the diabetes manager, the user interface module interacts with the communication module to send a command to the external medical device to turn off wireless communication of the external medical device. | 1. A diabetes management system including a handheld diabetes manager having a flight mode that cooperatively having a flight mode that cooperatively interacts with an external medical device and the external medical device being physically separated from the handheld diabetes manager, the handheld diabetes manager comprising: a port formed in a housing of the handheld diabetes manager and configured to receive a test strip; a blood glucose measurement module residing in the housing and cooperatively operable with the test strip inserted in the port for blood glucose measurement; a display integrated into the housing; a user interface module programmed to generate a graphical user interface on the display, wherein the graphical user interface includes a selector for enabling or disabling a flight mode and the user interface module is implemented by computer readable instructions executed by a processor in the handheld diabetes manager; a communication module configured to selectively communicate via a wireless data link with the external medical device, wherein the communication module is powered on by the user interface module in response to an indicator from the user interface module that the flight mode is disabled and is powered down by the user interface module in response to an indicator from the user interface module that the flight mode is enabled; and wherein the communication module is further configured to determine whether the handheld diabetes manager is paired with the external medical device and, in response to the indicator that the flight mode is enabled and a determination that the diabetes manager is paired with the external medical device, sends a flight mode command via the wireless data link to the external medical device, where the flight mode command includes a time interval after which the external medical device can resume communication with the diabetes manager.
4220 | Wireless communication apparatus, wireless communication system, wireless communication method, X-ray sensor, and program storage medium | A wireless communication apparatus includes an X-ray sensor that transmits X-ray image data, a wireless access point that receives the X-ray image data from the X-ray sensor by wireless communication, and an entry apparatus that communicates with the X-ray sensor by short-range communication. A wireless setting apparatus sets wireless communication parameters for starting the wireless communication between the X-ray sensor and the wireless access point to the wireless access point and sets the same wireless communication parameters as those set to the wireless access point to the X-ray sensor by performing short-range wireless communication from the entry device. | 1. A communication apparatus used in an X-ray imaging system including an X-ray sensor and a wireless access point containing a region code and configured to perform RF wave wireless communication, the communication apparatus comprising: a setting unit configured to acquire a region code, which is corresponding to the region code contained in the access point, and to set wireless communication parameters to within a range of a channel corresponding to the region code; a transmitter configured to transmit the wireless communication parameters to the X-ray sensor by another communication different from the RF wave wireless communication; and a receiver configured to receive the image data from the X-ray sensor through the wireless access point, wherein the X-ray sensor is configured to transmit the image data to the wireless access point by the RF wave wireless communication based on the set wireless communication parameters.
4221 | Modems for mobile internet and cellular systems | Methods used in Modulator and Demodulator (MODEM) for mobile internet and cellular system connected mobile devices and phones for reception of Global Positioning System (GPS) modulated signal, video Orthogonal Frequency Division Multiplexed (OFDM) modulated signal and spread spectrum signals controlled by touch screen generated signals and using fingerprint authentication. Methods for generating in mobile devices and in phones in-phase and quadrature phase cross-correlated Time Constrained (TCS) waveforms and cascaded Long Response (LR) filter filtered signals for modulation and transmission of these cross-correlated signals. | 1. A method comprising steps of: receiving and demodulating a Global Positioning System (GPS) modulated signal into a location finding baseband signal and for providing said baseband signal to an interface unit of a mobile device for location finding; receiving and demodulating a first video Orthogonal Frequency Division Multiplexed (OFDM) modulated signal into a first video baseband OFDM signal, for providing said first video baseband OFDM signal to an interface unit of said mobile device for viewing said video baseband signal; receiving and demodulating in said mobile device a first spread spectrum modulated signal into a first baseband spread spectrum signal, said first baseband spread spectrum signal is converted into a second baseband OFDM signal; modulating said second baseband OFDM signal in a modulator into a second modulated OFDM signal and transmitting in said mobile device said second modulated OFDM signal; generating in said mobile device a second video signal, said second video signal is converted into a third baseband OFDM signal and for providing said third baseband OFDM signal to said modulator and transmitter for modulation and transmission of said third baseband OFDM signal, wherein said first, second and third OFDM modulated signals are distinct signals; generating in said mobile device a second baseband spread spectrum signal, said second spread spectrum signal comprises in-phase and quadrature phase cross-correlated Time Constrained (TCS) waveforms and cascaded Long Response (LR) filter filtered signals; providing said second baseband spread spectrum cross-correlated signal to a quadrature modulator and transmitter for modulation and transmission of said second baseband spread spectrum cross-correlated signal; and receiving a received touch screen generated signal for providing from said received touch screen generated signal a touch screen control signal, wherein said control signal is used for control of said mobile device.
4222 | System and method for generating extreme ultraviolet light | A system includes a chamber, a laser beam apparatus configured to generate a laser beam to be introduced into the chamber, a laser controller for the laser beam apparatus to control at least a beam intensity and an output timing of the laser beam, and a target supply unit configured to supply a target material into the chamber, the target material being irradiated with the laser beam for generating extreme ultraviolet light. | 1. A system comprising: a laser beam apparatus configured to generate a laser beam; and a target supply unit configured to supply a target material to be irradiated with the laser beam for generating extreme ultraviolet light, wherein the laser beam apparatus is configured to: generate a first pre-pulse laser beam with which the target material is irradiated, the first pre-pulse laser beam having a pulse duration of less than 1 ns, so as to make the target be diffused in a dome shape, generate a second pre-pulse laser beam with which the target material irradiated with the first pre-pulse laser beam is irradiated, and generate a main pulse laser beam with which the target material irradiated with the second pre-pulse laser beam is irradiated.
4223 | Method and apparatus for optimizing germicidal lamp performance in a disinfection device | This invention controls the temperature of the critical spot of the UV lamps and on the critical spots having a deposit of mercury or amalgam containing mercury by directing a uniform flow of air on and around the critical spots having amalgam or be other means to remove heat from the critical spots. | 1. An apparatus for disinfection of air and surfaces, comprising: A UV lamp having a mercury amalgam spot; A power source; A conduit body, which has at least one hole that is located near the mercury spot of the UV lamp; and An air moving device, which delivers air through the conduit body in a first direction; and the at least one hole directs the air in a second direction and near the mercury spot of the UV lamp, Whereby the air moving device provides cooling to alter temperature near the mercury amalgam spot of the UV lamp.
4224 | Wireless diagnostic sensor link | A wireless diagnostic sensor link for providing wireless communication between a signal source and a monitoring device. The wireless diagnostic sensor link includes a signal input device operable for receiving a signal from the signal source in a first communication protocol in the form of an analog signal, converting the analog signal to a digital signal, and transmitting the digital signal in the form of a wireless communication protocol. The wireless diagnostic sensor link also includes a signal output device, which receives the digital signal. The signal output device is in electrical communication with the monitoring device, and is also operable for communicating with the signal input device. The signal output device converts the digital signal back to an analog signal, and sends the signal to the monitoring device in the form of a second communications protocol. | 1. A wireless diagnostic sensor link for providing wireless communication of raw data between a signal source and a monitoring device, comprising: said signal source is a transducer kit that measures a desired parameter during an operation of a vehicle in terms of a measured voltage and further including a reference voltage used by the transducer kit to determine the magnitude of the measured voltage; a signal input device having a first processor and a first analog-to-digital converter in electrical communication with said first processor, said first analog-to-digital converter is configured to receive an analog signal from said signal source and convert said analog signal to a digital signal in at least one wireless communication protocol, such that said first processor receives said digital signal from said first analog-to-digital converter; a power management system of the signal input device; a multiple pin connector connected between the signal source and the signal input device, wherein the signal input device is in a dormant state when not in use, where minimal power is used by the power management system such that the multiple pin connector is able to detect a signal received from the signal source and the power management system and a power activation switch of the power management system activates the first processor, thereby activating the signal input device; a first radio transmitter of said signal input device in electrical communication with said first processor, said first processor transmits said digital signal to said first radio transmitter; a signal output device having a second radio transmitter in wireless communication with said first radio transmitter in said at least one wireless communication protocol, wherein said first radio transmitter wirelessly transmits said digital signal to the signal output device in said at least one wireless communication protocol, wherein said digital signal transmitted by said first radio transmitter is a snapshot sample data point; a second processor of said signal output device in electrical communication with said second radio transmitter such that said second processor receives said digital signal from said second radio transmitter; and a second analog-to-digital converter of said signal output device in electrical communication with said second processor, said second analog-to-digital converter operable for receiving said digital signal from said second processor, and converting said digital signal to a second analog signal prior to sending said second analog signal to said monitoring device.
4225 | Combination electronic device dock and dissinfector | Disclosed is a disinfecting station for at least one portable electronic device. An enclosure is adapted to receive the at least one portable electronic device therein through an openable side that includes a selectively closable door. Each electronic device is exposed to a disinfecting wavelength of light, such as UV light, to disinfect the surface of the device. The enclosure can include supports that minimally contact each device so that the device will be substantially exposed to the UV light. A control circuit can monitor the exposure time and level, and is programmable to activate the UV light based on pre-set criteria. The enclosures may be stacked and provide power and network connectivity to each device while docked therein. | 1. A disinfecting station, comprising: a substantially opaque enclosure adapted to receive at least one portable electronic device therein through at least one openable side, the enclosure further including means for selectively sealing the at least one openable side; at least one means for supporting the at least one portable electronic device; and at least one ultraviolet light source adapted to produce disinfecting wavelengths of light only when the means for selectively sealing is in a closed position; whereby, with the at least one portable electronic device supported by the at least one means for supporting within the enclosure and with the means for selectively sealing in the closed position, the at least one ultraviolet light source is activatable to produce disinfecting wavelengths of light, illuminating substantially each surface of the at least one portable electronic device for a predetermined period of time.
4226 | Multilayer helical wave filter for medical therapeutic or diagnostic applications | A multilayer helical wave filter having a primary resonance at a selected RF diagnostic or therapeutic frequency or frequency range, includes an elongated conductor forming at least a portion of an implantable medical lead. The elongated conductor includes a first helically wound segment having at least one planar surface, a first end and a second end, which forms a first inductive component, and a second helically wound segment having at least one planar surface, a first end and a second end, which forms a second inductive element. The first and second helically wound segments are wound in the same longitudinal direction and share a common longitudinal axis. Planar surfaces of the helically wound segments face one another, and a dielectric material is disposed between the facing planar surfaces of the helically wound segments and between adjacent coils of the helically wound segments, thereby forming a capacitance. | 1. A resonant multilayer helical wave filter, comprising: a) an electrical conductor, comprising: i) a first helically wound inductor segment of the electrical conductor, wherein the first inductor segment is characterized as having been formed from the electrical conductor comprising at least one first planar surface having been wound along a first length from a proximal end of the first inductor segment to a spaced apart distal end thereof; ii) a second helically wound inductor segment of the electrical conductor, wherein the second inductor segment is characterized as having been formed from the electrical conductor comprising at least one second planar surface having been wound along a second length from a distal end of the second inductor segment to a spaced apart proximal end thereof; and iii) a return segment of the electrical conductor electrically and physically connecting from the distal end of the first helically wound inductor segment to the proximal end of the second helically wound inductor segment; b) a dielectric material contacting at least the first and second helically wound inductor segments and the return segment, c) wherein the first and second helically wound inductor segments are wound in the same longitudinal direction and the first and second planar surfaces are substantially aligned facing each other in either a co-axial or co-radial relationship along their respective first and second lengths to thereby provide a bandstop filter inductance and a bandstop filter capacitance comprising a parasitic capacitance formed between the first and second planar surfaces that is sufficient to attenuate a first MRI RF pulsed frequency at or near a first RF resonant center frequency or range of frequencies.
4227 | Wearable antenna assembly | A wearable device for facilitating neurophysiological treatment of a patient harboring an implanted neural stimulator is provided. The wearable device includes a transmitting antenna configured to accept one or more input signals and to transmit one or more electromagnetic signals to a neural stimulator that is implanted in a patient's body. The wearable device further includes a control circuitry configured to provide the one or more input signals to the transmitting antenna. The wearable device further includes a battery that provides electrical power to at least the control circuitry. The wearable device is configured to be worn outside the patient's body. | 1. A wearable device for facilitating treatment of a patient having an implantable neural stimulator, the wearable device configured to be worn outside a patient'ss body and comprising: a transmitting antenna assembly configured to accept one or more input signals and, in response, to transmit one or more electromagnetic signals to the implantable neural stimulator such that, solely using the one or more electromagnetic signals, the implantable neural stimulator creates stimulation pulses suitable for stimulating neural tissue; a control circuit coupled to the transmitting antenna assembly and configured to provide the one or more input signals to the transmitting antenna assembly; a battery that provides electrical power to at least the control circuit; and a plurality of layers arranged such that when the wearable device is worn, the plurality of layers are substantially parallel to a surface of the patient'ss body, the plurality of layers comprising: a ground plane; a conductor layer between the ground plane and the surface of the patient'ss body such that, when the wearable device is worn, a first side of the conductor layer is facing the ground plane and a second side of the conductor layer is facing the patient'ss body; and a dielectric layer between the conductor layer and the surface of the patient'ss body such that, when the wearable device is worn, a first side of the dielectric layer is facing the second side of the conductor layer and a second side of the dielectric layer is facing the patient'ss body, wherein the transmitting antenna assembly is tuned with the dielectric layer to sufficiently match a coupling of the surface of the patient'ss body such that a dielectric fluid is not needed between the dielectric layer and the surface of the patient'ss body to facilitate transmission of the electromagnetic signals into the patient'ss body.
4228 | Remote movement guidance | In one example of a user-guidance system, a remote control may be configured to guide a user's physical movements by transmitting movement signals that are to be translated into haptic instructions, and cooperative actuators may be configured to be worn by the user to translate the movement signals received from the remote control into the haptic instructions. The movement signals may be translated into the haptic instructions for physical movements of any limb or extremity of the user in either of a vertical direction or a horizontal direction; after the first movement signal, the movement signals may be transmitted prior to completion of an immediately previous physical movement; and the movement signals may include horizontal and vertical directional signal components that indicate the horizontal and vertical direction for the user's next physical movement. The haptic instructions that are translated from the horizontal and vertical directional signal components may differ in either duration or magnitude. The movement signals may include horizontal directional signal components that indicate the horizontal direction for the user's next physical movement, and the haptic instructions that are translated from the horizontal directional signal components may differ in either duration or magnitude. | 1. A remote movement guidance system, comprising: a visual sensor configured to gather visual data regarding physical surroundings of a user; weight/motion sensors configured to be attached to limbs and extremities of the user and configured to measure current weight disposition and movements of the user; a remote control device configured to guide the user'ss physical movements by transmitting real-time movement signals that are to be translated into haptic instructions, wherein the real-time movement signals include velocity signal components to indicate a change in velocity for the user'ss next physical movement, and wherein the real-time movement signals for the user'ss next physical movement are determined based at least in part on the visual data gathered by the visual sensor and the current weight disposition and movements of the user measured by the weight/motion sensors; and cooperative actuators configured to be worn by the user on a belt and to translate the movement signals, received from the remote control, into the haptic instructions that include one or more coordinated pulses that guide the user'ss next movements in an activity and to provide movement guidance in the form of a tactile stimulus, wherein the haptic instructions are for physical movements of any limb or extremity of the user in either of a vertical direction or a horizontal direction, wherein the movement signals, after a first of the movement signals, are transmitted prior to completion of an immediately previous physical movement to guide the user'ss physical movement, wherein the movement signals include horizontal and vertical directional signal components that indicate the horizontal and vertical direction for the user'ss next physical movement, wherein the haptic instructions translated from the horizontal and vertical directional signal components differ in either duration or magnitude, wherein the movement signals include horizontal directional signal components that indicate the horizontal direction for the user'ss next physical movement, wherein further the haptic instructions translated from the horizontal directional signal components differ in either duration or magnitude, and wherein the haptic instructions are reconfigurable for respective limbs or extremities according to user preferences.
4229 | Medical monitoring method and device integrating central monitoring function | A method for realizing a central monitoring server by using an individual patient monitor device is provided, and the patient monitor device ( 301 ) can monitor the patient's physiological parameter and simultaneously can collect and process the data from the other monitor devices through wired or wireless LAN (Local area network). The running state and the patient's information of the other monitors can be looked over on this monitor ( 301 ). The monitor ( 301 ) can display this monitoring measurement information and simultaneously display all the patients' information of the other monitors which are networked with it, and the other networked monitors can also be controlled by this monitor ( 301 ). The monitor ( 301 ) can use a single-screen or multi-screen display, and the displaying content can be the same or not. | 1. A medical monitoring method integrating central monitoring function, comprising: displaying a running mode selection menu; judging user-selected running mode and when a central monitoring server mode is selected, a broadcast order is sent to the network terminal and a correlative data source is searched at the network terminal; when the correlative data source is found, a data source address is picked up to connect with a terminal of the said address so as to obtain real-time data of said terminal and place the said real-time data in a data bag; analyzing the real-time data in the data bag to obtain analyzed data information and display information; displaying the display information in the form of a menu and when one of the data bags is selected, detailed information of the data bag is displayed and the terminal corresponding to the data bag is controlled according to the address information of the said data bag; wherein control of the terminal corresponding to the data bag includes: sending control instructions to the controlled terminal corresponding to the selected data bag, said controlled terminal responding to the control instructions, acting to obtain result data, and then receiving said result data; wherein judging the user-selected running mode comprises: when central monitoring server mode is selected, the broadcast order is sent to the network terminal and the correlative data source is searched at the network terminal; when local monitoring mode is selected, a medical monitoring device judges whether the broadcast order is received from the network, and, if so, picks up the original address of the broadcast order, connects with the terminal corresponding to said address according to that address and sends corresponding local data to said terminal, and, if not, reads and displays the local data or when the mixed mode of local monitoring and central monitoring is selected, the medical monitoring device sends the broadcast order to the networked terminal, searches the correlative data source of the terminal on the network and simultaneously judges whether the broadcast order is received from the network.
4230 | Method for providing health care service to a patient utilizing an electronic display | An electronic display and lighting arrangement for viewing by, and illumination for, a person in a resting position includes: an electronic display assembly including a first carriage movable along a translation axis, a first pivot arm coupled to the first carriage with the first pivot arm pivotable about a first pivot axis, and an electronic display coupled to the first pivot arm; and a lighting assembly including a second carriage movable in a direction parallel to the translation axis, and a light coupled to the second carriage and adjustably positionable by movement of the second carriage. The electronic display is adjustably positionable both along the translation axis by movement of the first carriage, and about the first pivot axis by movement of the first pivot arm about the first pivot axis. | 1. A method for providing health care service to a patient, comprising utilizing an electronic display including a display screen to present video to the patient receiving health care service while the patient is supported on an apparatus in a resting position, the method including positioning, (a) a light such that the light illuminates a portion of the head of the patient, and (b) the electronic display such that the electronic display is suspended vertically directly above the head of the patient with the display screen disposed in an orientation facing the head of the patient for viewing by the patient without the light obstructing the viewing by the patient, including moving, (i) a first pivot arm relative to a horizontal plane, (ii) a first carriage relative to an overhead track, and (iii) the electronic display relative to the first pivot arm, (iv) wherein the electronic display is coupled to the first pivot arm, the first pivot arm is coupled to the first carriage, and the first carriage is coupled to the overhead track.
4231 | Systems and methods for optically induced cutaneous sensation | The present disclosure relates to systems and methods for inducing a cutaneous sensation in a user of an electronic device. Such systems and methods may include a stimulation system configured to generate an output operable to excite neural tissue. An interface component may be configured to direct the output of the stimulation system onto a target area of skin of the user, and a controller may be configured to generate a control signal to cause the stimulation system to modify one or more characteristics of the output of the stimulation system in order to induce a cutaneous sensation. The cutaneous sensation may be based on a tactile application executable on the electronic device that is configured to generate a representation of a simulated object. Further, a stimulation profile may represent at least one present stimulation area and at least one prior stimulation area. | 1. A system configured to induce a cutaneous sensation in a user of an electronic device based upon a tactile application executable on the electronic device, the system comprising: a stimulation system configured to generate an output operable to excite neural tissue; an interface component configured to direct the output of the stimulation system onto a target area of skin of the user; and a controller configured to generate a control signal to cause the stimulation system to modify one or more characteristics of the output of the stimulation system in order to induce a cutaneous sensation based on: a tactile application executable on the electronic device, the tactile application configured to generate a representation of a simulated object, and a stimulation profile representing at least one present stimulation area and at least one prior stimulation area, the profile further representing a time associated with a prior stimulation of the prior stimulation area; wherein the output of the stimulation system is controlled to elicit a desired sensation in proximity to one of a curve, a corner, and a change in direction to maintain a constant level of stimulation by at least one of: selectively omitting at least one stimulation point and varying an intensity of the output.
4232 | Small intestine endoscope training simulator | It is possible to provide a small intestine endoscope training simulator ( 11 ) which allows to obtain a feeling similar to that of inserting an endoscope ( 38 ) into the small intestine ( 34 ) of the living body ( 30 ) and learn the actual operation of the endoscope ( 38 ). This training simulator ( 11 ) includes a plurality of longitudinal elastic members ( 32 ) for applying an elastic force to each of a plurality of portions of a simulated small intestine ( 13 ). One end portion sides of the plurality of longitudinal elastic members ( 32 ) are respectively attached to the first attachment portions ( 27 ) on the simulated small intestine ( 13 ) side. The other end portion sides of the plurality of longitudinal elastic members ( 32 ) are respectively attached to the second attachment portions ( 33, 57 ) on the case ( 12 ) side. | 1. A small intestine endoscope training simulator comprising: a case comprising a case main body that simulates the size and shape of an abdominal region of the human body having a space for a simulated abdominal cavity; a simulated large intestine accommodated in the space for said simulated abdominal cavity; a sheet laid over said simulated abdominal cavity; an opening provided in said sheet; and a simulated small intestine accommodated in the space for said simulated abdominal cavity, comprising: a plurality of longitudinal elastic members for applying an elastic force to a plurality of portions of said simulated small intestine, wherein a first end portion of each longitudinal elastic member is attached to a first attachment portion on the simulated small intestine, a second end portion of each of said longitudinal elastic members is tied to a second attachment portion on said case, each of said plurality of longitudinal elastic members comprises a rubber string, said plurality of rubber strings are substantially gathered together at the second end portions thereof, wherein a first portion of said simulated small intestine is positioned on top of said sheet outside of said simulated abdominal cavity and a second portion of the simulated small intestine is positioned below said sheet inside said simulated abdominal cavity such that the simulated small intestine passes through the opening in the sheet and is connected to said simulated large intestine under the sheet inside said simulated abdominal cavity, and wherein said sheet substantially covers said simulated large intestine and the second portion of the simulated small intestine in the simulated abdominal cavity.
4233 | Electromagnetic wave generator and bit generator using oscillation of charged particles | An electromagnetic wave generator includes first and second electrodes facing each other and spaced apart from each other; a chargeable particle disposed between the first and second electrodes; a voltage source which applies a voltage between the first and second electrodes; and an antenna electrically connected to one of the first and second electrodes and which radiates an electromagnetic wave due to induced current oscillation based on the applied voltage. | 1. An electromagnetic wave generator comprising: a first electrode and a second electrode facing and spaced apart from the first electrode; a chargeable particle disposed between the first and the second electrodes; a voltage source which applies a voltage between the first and the second electrodes; and an antenna which is electrically connected to one of the first and the second electrodes and which radiates an electromagnetic wave due to induced current oscillation based on the applied voltage, wherein the voltage source applies a direct current (DC) voltage between the first and the second electrodes, and wherein the induced current oscillation is generated due to self-sustained oscillation of the chargeable particle based on the applied DC voltage.
4234 | Hybrid interconnect | A connector for connection to terminals of an integrated circuit. The connector consists of a dielectric substrate having a first side and a second side. The connector has wire bond terminals which are attached to the first side of the substrate and configured to receive wire bonds connected to a first set of the terminals of the integrated circuit. The connector also has solder bump terminals, attached to the second side of the substrate so as to be insulated from the wire bond terminals, the solder bump terminals being configured to be coupled via solder balls with a second set of the terminals of the integrated circuit. | 1. Apparatus, comprising: an integrated circuit comprising a first set of terminals and a second set of terminals: wire bonds connected to the first set of terminals; and a connector connected to the integrated circuit, the connector comprising: a dielectric substrate having a first side and a second side; wire bond terminals, attached to the first side of the substrate, that receive the wire bonds; and solder bump terminals, attached to the second side of the substrate so as to be insulated from the wire bond terminals, and coupled via solder balls with the second set of terminals of the integrated circuit, wherein the solder bump terminals are arranged in a solder bump terminal configuration, and the second set of terminals of the integrated circuit are arranged in an integrated circuit terminal configuration which is congruent to the solder bump terminal configuration.
4235 | Multi-mode communication ingestible event markers and systems, and methods of using the same | A device including an integrated circuit, a partial power source, including first and second materials associated with the integrated circuit is disclosed. The first and second materials are configured to provide a voltage potential difference when in contact with a conductive fluid to power up the device. A signal amplification element secured around the integrated circuit relative to the first and second materials is configured to facilitate extension of a current flow path between the first and second materials. A modulator is configured to control conductance between the first and second materials to generate a detectable signal that is partially defined by the current flow extending through the conductive fluid. A communication module is coupled to the partial power source and is configured to communicate with a receiver and an antenna electrically coupled to the communication module, which uses the antenna to communicate with the receiver. | 1. A device, comprising: a integrated circuit component; a partial power source comprising: a first material associated with the integrated circuit component; a second material different from the first material, wherein the second material is associated with the integrated circuit component, wherein the first and second materials are configured to provide a voltage potential difference when in contact with a conductive fluid and, upon contact with the conductive fluid, power up the device; a signal amplification element secured around the integrated circuit component and positioned relative to the first and second materials, wherein the signal amplification element is configured to facilitate extension of a path of a current flow between the first material and the second material; a modulator associated with the integrated circuit component and electrically connected to the first material and the second material, wherein the modulator is configured to control conductance between the first material and the second material to generate a detectable signal, wherein the detectable signal is at least partially defined by the current flow that extends through the conductive fluid; at least one communication module coupled to the partial power source, wherein the at least one communication module is configured to communicate with a receiver; and an antenna electrically coupled to the at least one communication module, wherein the at least one communication module uses the antenna to communicate with the receiver.
4236 | Closed loop, optical feedback synchronization system for imaging applications | A closed loop, optical feedback synchronization system provides real time feedback and control of a light emitting fiber when scanning or displaying an image. The light emitting fiber is driven by an actuator in an angular pattern to scan the image. Light reflected from a lens assembly is received by an optical synchronizer integrated circuit that includes a slot located between walls of the circuit. The reflected light is directed toward a multi-mode fiber in optical communication with the circuit. A radial position of the reflected light as it passes the slot may be used to compensate for a drift in angular velocity of the light emitting fiber. | 1. A closed loop, optical feedback synchronization system comprising: a light source that emits light; a lens assembly coupled to a barrel; a single mode fiber for directing the emitted light toward the lens, the single mode fiber having a cantilevered portion extending into the barrel; a driving mechanism for vibrationally deflecting the cantilevered portion of the single mode fiber in accordance with a frequency mode; a multi-mode fiber for receiving light reflected from the lens; a housing; a plurality of conductors extending through the housing; and a synchronizer assembly having a synchronizer body and a synchronizer integrated circuit received in a recess formed in the body, and wherein the synchronizer integrated circuit includes a slot configured to direct the reflected light from the lens assembly to the multi-mode fiber.
4237 | ECG measuring device and method thereof | The present invention discloses at least two electrodes disposed at the body of the ECG measuring device of the present invention. When a user normally uses the ECG measuring device, the two electrodes are just adhered to the hands and the face of the user. The ECG measuring method of the present invention is to measure a first ECG signal from the left hand to the left side of face of the user and a second ECG signal from the right hand to the right side of face of the user. Then a plurality of ECG features are obtained from the first ECG signal, the second ECG signal and the result, as related coefficients, of the interactive computing, as a method of plus and subtract, of the first ECG signal and the second ECG signal. Hence, a biometric authorization process is engaged according to the plurality of ECG features. | 1. An electrocardiogram (ECG) measuring device, which measures subsets of Lead-I ECG vector, comprising: a first electrode, disposed at a lateral surface or a back surface of a body of the measuring device; a second electrode, disposed at a front surface of the body of the measuring device; and a microprocessor, electrically connected with the first electrode and the second electrode, the microprocessor capturing a first ECG signal when the first electrode and the second electrode touch the left hand and the left side of face of a user respectively, capturing a second ECG signal when the first electrode and the second electrode touch the right hand and the right side of face of the user respectively, and captures an entire ECG signal defined as a Lead-I ECG signal when the first electrode and the second electrode touch the left hand and right hand of the user respectively; wherein the microprocessor subtracts the first ECG signal and the second ECG signal from the entire ECG signal so as to obtain a third ECG signal, and engages the first ECG signal, the second ECG signal and the third ECG signal in a noise filtering process; wherein the microprocessor compares the first ECG signal, the second ECG signal and the third ECG signal with an ECG template, and determines whether the first ECG signal, the second ECG signal and the third ECG signal pass a prescreen process; wherein the microprocessor determines that the user does not pass a biometric authorization process if the first ECG signal, the second ECG signal and the third ECG signal do not pass the prescreen process, and the microprocessor extracts a first preset amount of ECG features from the first ECG signal, a second preset amount of ECG features from the second ECG signal, and a third preset amount of ECG features from the third ECG signal if the first ECG signal, the second ECG signal and the third ECG signal pass the prescreen process, and the user is engaged in the biometric authorization process according to the first preset amount, the second preset amount and the third preset amount of ECG features simultaneously.
4238 | Analyte data retriever | Methods and apparatus, including computer program products, are provided for processing analyte data. In some example implementations, a method may include receiving, at a first processing system including a user interface, an installation package including a plug-in and code configured to provide at the first processing system an interface between a sensor system configured to measure an analyte concentration level in a host and a second processing system; storing, by the first processing system, the installation package in a location based on a role of a user initiating the installation of the code; installing the plug-in for the user interface to enable the plug-in to control one or more aspects of an installation of the code; and initiating, by at least the plug-in, the installation of the code at the first processing system to provide the interface. Related systems, methods, and articles of manufacture are also disclosed. | 1. A method comprising: retrieving, using a first processing system comprising an interface, analyte sensor data from an analyte sensor system configured to measure an analyte concentration level in a host; and forwarding, by the interface, the received analyte sensor data as a pass-through by at least forwarding the received analyte sensor data to a second processing system coupled to the interface via a network including an internet, wherein the pass-through comprises forwarding the received analyte sensor data without storing the received analyte sensor data in a persistent storage at the first processing system comprising the interface so that the received analyte sensor data is automatically deleted from any computer memory of the first processing system after the forwarding of the received analyte data to the second processing system.
4239 | Closed loop athlete training system | An athletic training system includes a personal electronic device having a processor, a memory, and a GPS sensor. The processor runs an application that calculates at least one of distance traveled, elevation change, and speed, of the user carrying the personal electronic device, and based upon location information obtained from the GPS sensor provides a training-related message to the user based upon at least one of the calculated distance traveled, elevation change, and speed. | 1. An athletic training system comprising: a personal electronic device comprising a processor, a memory, and a Global Positioning System (GPS) sensor; the processor configured to: calculate at least one of distance traveled, elevation change, and speed based upon location information obtained from the Global Positioning System sensor, select one or more songs stored in the memory to play to the personal electronic device, and receive user training preferences including an ambient temperature range, receive weather information, and provide a training-related message based on the user training preferences and weather information.
4240 | Throughput-based active mode trigger | A method and apparatus for reducing gaps in data transmission between a device and at least one wireless access point connecting the first device to a central monitoring system. The device includes a radio that enables bidirectional data communication between the device and the at least one wireless access point, the radio being able to operate in a power save mode and an active transmission mode. A control processor selectively monitors a type and amount of data being transmitted between the radio and the at least one wireless access point to predict an occurrence of a gap in data transmission between the device and the at least one access point. The control processor, in response to predicting a gap in data transmission, automatically switches an operational mode of the radio from the power save mode to the active transmission mode for a predetermined amount of time enabling full bidirectional communication between the device and the at least one wireless access point for the predetermined amount of time preventing the gap in data transmission. | 1. An apparatus for reducing gaps in data transmission between a device and at least one wireless access point, the apparatus comprising: a radio that enables bidirectional data communication between the device and the at least one wireless access point, the radio being able to operate in a power save mode and an active transmission mode; and a control processor that selectively monitors an amount of data being transmitted between the radio and the at least one wireless access point to predict an occurrence of a gap in data transmission between the device and the at least one access point, the control processor, in response to predicting a gap in data transmission, automatically switches an operational mode of the radio from the power save mode to the active transmission mode for a predetermined amount of time enabling communication between the device and the at least one wireless access point for the predetermined amount of time; wherein said control processor predicts an occurrence of a gap in data transmission by comparing a monitored amount of data to a predefined range of data amounts to determine whether the monitored amount of data is at least one of below a lower limit of the predefined range or above an upper limit of the predefined range.
4241 | Biocompatible bonding method suitable for implantation | The invention is directed to a method of bonding a hermetically sealed electronics package to an electrode or a flexible circuit and the resulting electronics package, that is suitable for implantation in living tissue, such as for a retinal or cortical electrode array to enable restoration of sight to certain non-sighted individuals. The hermetically sealed electronics package is directly bonded to the flex circuit or electrode by electroplating a biocompatible material, such as platinum or gold, effectively forming a plated rivet-shaped connection, which bonds the flex circuit to the electronics package. The resulting electronic device is biocompatible and is suitable for long-term implantation in living tissue. | 1. A method of making an implantable device comprising: forming a substrate including an electrically non-conductive body and electrically conductive feedthroughs through the electrically non-conductive body; forming first bond pads on a first side of the substrate electrically connected to the feedthroughs; attaching electronics to a second side of the of the substrate and electrically connecting the electronics to the feedthroughs; attaching a cover to the second side of the substrate forming a hermetic package enclosing the electronics; forming a flexible circuit having a first polymer layer, conductive traces on the first polymer layer, and a second polymer layer on the conductive traces, the first polymer layer defining voids connecting second bond pads to the conductive traces; and aligning the first bond pads with the second bond pads and bonding the flexible circuit to the substrate.
4242 | Endoscopic arrangement | Endoscopic arrangement comprising a first distal end, an imaging device arranged at the first distal end, a first proximal end for connection to a supply unit, a data transmission element embodied as a light guide and having a second distal end and a second proximal end, and comprising an electro-optical converter, wherein the electro-optical converter is configured to convert digital data generated by the imaging device into an optical signal, wherein the data transmission element at its second distal end is optically coupled to the electro-optical converter for coupling the optical signal into the data transmission element, wherein the imaging device comprises at least two data outputs each having a digital output signal, and wherein a first signal converter is provided between the imaging device and the electro-optical converter for combining the digital output signals into a digital combined output signal. | 1. An endoscopic arrangement comprising: a first distal end; an imaging device arranged at the first distal end, the imaging device having at least two digital data outputs, each of the at least two digital data outputs outputting a digital output signal; a first signal converter combining the digital output signals from each of the at least two digital data outputs of the imaging device into a digital combined output signal; a first proximal end for connection to a supply unit; and a data transmission element embodied as a light guide and having a second distal end and a second proximal end, the data transmission element comprising an electro-optical converter optically coupled to the data transmission element at the second distal end, the electro-optical converter configured to convert the digital combined output signal generated by the imaging device into an optical signal, wherein the first signal converter is located between the imaging device and the electro-optical converter arranged at the first distal end of the endoscopic arrangement.
4243 | Biometric monitoring device having a body weight sensor, and methods of operating same | A system comprising a biometric monitoring device including a housing including a platform to receive at least one foot of the user, a body weight sensor to generate body weight data, processing circuitry to calculate user weight data which corresponds to the user's weight, using the body weight data, and communication circuitry to: (a) receive user identification data which identifies the user or a portable activity monitoring device, and (b) transmit the user weight data to data storage associated with the user identification data. The system further includes the portable activity monitoring device including a housing having a physical size and shape that is adapted to couple to the user's body, a sensor to generate sensor data, and communication circuitry to receive physiologic data which is based on the user weight data, and processing circuitry to calculate activity data using the sensor data and physiologic data. | 1. A biometric monitoring system, the biometric monitoring system comprising: a first housing configured to be placed on a flat horizontal surface and including a platform configured to receive at least one foot of a user and capable of supporting the body weight of the user; a body weight sensor, interconnected with the housing, and configured to generate body weight data that is representative of a weight of the user and output the body weight data to processing circuitry; a photoplethysmographic heart rate sensor including one or more pairs of light-emitting diodes (LEDs) and photodetectors located within the first housing, wherein each LED/photodetector pair is positioned so as to obtain photoplethysmographic measurements of the user'ss heart rate from the at least one foot of the user when the user is standing on the platform; and the processing circuitry, the processing circuitry communicatively coupled to the body weight sensor, communicatively coupled to the photoplethysmographic heart rate sensor, and configured to calculate user weight data that corresponds to the weight of the user using the body weight data.
4244 | Surgical instrument with ultrasonic transducer having integral switches | An ultrasonic surgical device comprises a handle assembly, a shaft assembly, and a removable transducer module. The transducer module includes a waveguide, a locking mechanism, and an electronics assembly including at least one button. The handle assembly includes a trigger assembly configured to actuate the button(s) of the electronics assembly when the transducer module is coupled with the handle assembly. The shaft assembly engages the waveguide of the transducer module and is disposed at the distal end of the handle assembly. The distal end of the shaft assembly includes a harmonic blade. When assembled with the handle assembly, the transducer module is capable of providing ultrasonic energy to the harmonic blade. | 1. A method of assembling a surgical device, the surgical device comprising a detachable transducer module and a handle defining a cavity, wherein the transducer module is operable to generate ultrasonic vibrations in response to electrical power, wherein the transducer module comprises a switch member, wherein the handle comprises a shaft assembly and an activation feature, wherein the activation feature comprises at least one lever member operable to directly engage the switch member of the transducer module to selectively activate the transducer module, wherein at least part of the shaft assembly is configured to acoustically communicate with the transducer module such that the at least part of the shaft assembly is operable to transmit ultrasonic vibrations from the transducer module, the method comprising: (a) angling the transducer module downwardly toward the cavity; (b) coupling the transducer module with the shaft assembly; (c) registering the switch member of the transducer module by causing the lever member of the activation feature of the handle to directly engage the switch member of the transducer module; and (d) depressing the transducer module into the cavity to fully seat the transducer module in the cavity.
4245 | Security threat detection of newly registered domains | Domain names are determined for each computational event in a set, each event detailing requests or posts of webpages. A number of events or accesses associated with each domain name within a time period is determined. A registrar is further queried to determine when the domain name was registered. An object is generated that includes a representation of the access count and an age since registration for each domain names. A client can interact with the object to explore representations of domain names associated with high access counts and recent registrations. Upon determining that a given domain name is suspicious, a rule can be generated to block access to the domain name. | 1. A method, comprising: extracting a set of accessed domain names from a set of events by applying a late binding schema to the set of events; identifying a respective registration time for each accessed domain name in the set of accessed domain names, wherein the respective registration time is indicative of when the accessed domain name was registered with a registrar or when the accessed domain name was first detected within the set of events; identifying a subset of accessed domain names in the set of accessed domain names for which the identified respective registration time of each accessed domain name in the subset is recent relative to times for other accessed domain names in the set of accessed domain names; determining, for each accessed domain name in the subset, an access count corresponding to how many times the set of events indicates that the accessed domain name in the subset was accessed; causing display of information relating to the access count; wherein the method is performed by one or more computing devices.
4246 | Surgical sterilizer with integrated battery charging device | A device for charging at least one rechargeable battery of a battery-operated surgical instrument that comprises a sealed container operable to enclose and create a microbial seal around the battery. The sealed container permits surgical sterilization and inductive charging of the battery while the battery is enclosed therein. The device further comprises an inductive charging assembly having a power receiver sub-assembly inside the sealed container and electrically coupled to the battery whereby the power receiver sub-assembly is operable to receive electrical power inductively from outside the sealed container and to charge the battery electrically coupled to the power receiver sub-assembly. A power supply is disposed outside the sealed container and supplies power inductively to the power receiver sub-assembly through the sealed container such that the sealed container is not structurally breached. | 1. A charging device, comprising: an inductive charging assembly, comprising: a power receiver sub-assembly that is disposed inside a sterile enclosure and electrically coupled to at least one rechargeable battery that is selectively sealed inside the sterile enclosure, wherein the sterile enclosure is penetrable by a sterilizing agent such that the at least one rechargeable battery is sterilizable while sealed inside the sterile enclosure, wherein the power receiver sub-assembly: receives electrical power inductively from outside the sterile enclosure; and charges the at least one rechargeable battery electrically coupled to the power receiver sub-assembly; and a power supply that is disposed outside the sterile enclosure and supplies power inductively to the power receiver sub-assembly through the sterile enclosure in a non-structurally breaching manner.
4247 | Fluid delivery systems and methods | A method of dispensing fluid includes three processes. A first one of these processes includes pumping fluid into a resilient variable-volume dispensing chamber. The dispensing chamber is in series with a normally present finite fluid impedance and an output. The impedance is sufficient so as to cause expansion of the dispensing chamber as it receives pumped fluid even while some fluid flows through the output. Another one of these processes includes repeatedly measuring a parameter related to volume of the dispensing chamber over time. A third one of these processes includes controlling the pumping of fluid based on repeated measurements of the parameter to produce a desired fluid flow through the output. A corresponding system for dispensing fluid implements these processes. | 1. A device for dispensing fluid, the device comprising: a housing; a pump enclosed in the housing; a dispensing assembly downstream of the pump, the dispensing assembly comprising a sensor for quantitatively measuring a parameter related to a volume of a dispensing chamber, wherein the pump ejects fluid in a manner so as to repeatedly deliver fluid from the dispensing chamber through an exit; a control loop coupled to the sensor and the pump for controlling actuation of the pump based on the measured parameter; and a controller for determining the cumulative volume of fluid delivered through The exit based on the measured parameter.
4248 | Category 1 M2M device data transmission via a long term evolution network | A scheduler device may receive machine-to-machine (M2M) transmission information associated with a data transmission between a base station and a category 1 M2M device. The scheduler device may determine other transmission information associated with the base station. The other transmission information may include information associated with another data transmission between the base station and another device which is not a category 1 M2M device. The scheduler device may generate a resource assignment schedule associated with the category 1 M2M device and the other device. The resource assignment schedule may be based on the M2M transmission information and the other transmission information. The resource assignment schedule may identify a set of resources to be allocated to the category 1 M2M device during an increment of time. The scheduler device may provide the resource assignment schedule. | 1. A scheduler device, comprising: a memory; and one or more processors to: receive machine-to-machine (M2M) transmission information associated with a first data transmission between a base station and an M2M device; determine information identifying a data rate associated with the first data transmission between the base station and the M2M device; identify a maximum allowable data rate associated with the first data transmission between the base station and the M2M device; determine that the data rate exceeds the maximum allowable data rate; determine other transmission information associated with the base station, the other transmission information including information associated with a second data transmission between the base station and another device which is not a M2M device; generate, based on determining that the data rate exceeds the maximum allowable data rate, a resource assignment schedule associated with the M2M device and the other device, the resource assignment schedule being based on the M2M transmission information and the other transmission information, and the resource assignment schedule identifying a set of resources to be allocated to the M2M device during an increment of time; and provide the resource assignment schedule.
4249 | 3D microelectrode device for live tissue applications | A 3D microelectrode device includes a flexible substrate containing poly-dimethyl siloxane (PDMS). The device may be fabricated in a miniature form factor suitable for attachment to a small organ such as a lateral gastrocnemius muscle of a live rat. In addition to providing a miniaturized, conformable attachment, the device provides an anchoring action via one or more microelectrodes, each having an insertable tip particularly shaped to provide the anchoring action. Furthermore, a base portion of each of the microelectrodes is embedded inside conductive poly-dimethyl siloxane (cPDMS). The cPDMS is contained in a pad that is coupled to a conductive track embedded in the flexible substrate. Embedding of the base portion inside the cPDMS material not only allows the microelectrode to bend in various directions, but also provides good electrical conductivity while eliminating the need for attachment processes using solder or epoxy adhesives. | 1. An implantable device comprising: a flexible substrate configured to provide three-dimensional conformance with a live organ, muscle, or tissue susceptible to movement; at least one track embedded in the flexible substrate for conducting an electrical signal, the track comprising conductive poly-dimethyl siloxane (cPDMS) material; and at least one microelectrode comprising a base portion, a longitudinal portion, and an insertable tip, the base portion having a shape configured for anchoring the base portion in the cPDMS material, and the insertable tip having a leading portion configured for penetrating an outer surface of the organ, muscle, or tissue.
4250 | Methods of making leads with retention features for segmented electrodes | One embodiment is a stimulation lead including a lead body comprising a longitudinal surface, a distal end, and a proximal end; and multiple electrodes disposed along the longitudinal surface of the lead body near the distal end of the lead body. The multiple electrodes include multiple segmented electrodes with each of the segmented electrodes having an exterior surface, an interior surface opposite the exterior surface, a proximal end, and a distal end. At least one of the segmented electrodes includes one or more of a) at least one channel formed in the segmented electrode and extending from the proximal end to the distal end of the segmented electrode, b) an arcuate groove formed in at least one of the distal end surface or the proximal end surface, or c) a notch formed in the segmented electrode and extending from the proximal end to the distal end of the segmented electrode. | 1. A method of making a stimulation lead, the method comprising disposing at least one pre-electrode along a longitudinal surface of a lead body near a distal end of the lead body, the at least one pre-electrode comprising a plurality of segmented electrodes, each of the segmented electrodes comprising an exterior surface, an interior surface opposite the exterior surface, a proximal end, and a distal end, at least one of the segmented electrodes comprising at least one channel formed in the segmented electrode and extending from the proximal end to the distal end of the segmented electrode; inserting non-conductive material into the at least one channel; and reflowing the non-conductive material within the at least one channel to facilitate retention of the segmented electrode with the lead body.
4251 | Leads with spiral of helical segmented electrode arrays and methods of making and using the leads | A stimulation lead includes a lead body having a longitudinal surface, a distal end, a proximal end, and a shaft extending along at least a portion of the distal end of the lead body. The stimulation lead also includes multiple segmented electrode members disposed on the shaft along the longitudinal surface of the lead body near the distal end of the lead body. Each segmented electrode member includes a ring structure which forms at least a partial ring and is disposed on the shaft, and a segmented electrode coupled to the ring and having an exposed surface configured and arranged for stimulating tissue when the stimulation lead is implanted. | 1. An assembly for forming a stimulation lead, comprising: a lead body having a distal end and a proximal end; and a pre-electrode assembly formed in a tube around a portion of the distal end of the lead body and comprising a plurality of segmented electrodes and a plurality of raised connectors, wherein the segmented electrodes form at least one helix or spiral, wherein each of the segmented electrodes is coupled to at least one other of the segmented electrodes by at least one of the raised connectors and the segmented electrodes and the raised connectors are formed of a same conductive material, the tube defining a longitudinal axis, wherein each of the raised connectors is disposed at a radius with respect to the longitudinal axis that is greater than a radius of any of the segmented electrodes with respect to the longitudinal axis, wherein each of the segmented electrodes is attached to one of the raised connectors at an angle in a range of 10 to 80 degrees with respect to an edge of that segmented electrode.
4252 | Controlling wireless communication in an implanted cardiac device | A relatively compact implantable cardiac medical device includes a wireless communications module, which employs a directional antenna and which is adapted to receive input concerning ventricular wall motion. When the cardiac medical device is anchored to a ventricular wall, transmitter elements of the communications modules are only activated for communication during a detected period of reduced ventricular wall motion. The period of reduced ventricular wall motion may be defined as at least one time interval during which an axis of the directional antenna does not rotate out from a baseline orientation by more than 15 degrees. The communication may be conducted with an external programmer-type device, or with another implanted device, for example, located remote from the heart. | 1. A method for controlling wireless communication in an implanted cardiac medical device, the device being equipped with a wireless communications module, the device being anchored to a ventricular wall, and the method comprising: activating receiver elements of the communications module at predetermined intervals to receive an inbound activation signal; monitoring ventricular wall motion, wherein the ventricular wall motion includes a first ventricular wall motion period and a second ventricular wall motion period having a reduced rate of motion relative to the first ventricular wall motion period; detecting the presence of the second ventricular wall motion period; and activating transmitter elements of the communications module for outbound communication only after both: the inbound activation signal has been received and the second ventricular wall motion period has been detected.
4253 | Sensor for acquiring physiological signals of a patient | The present invention suggests the use of independent, wireless, smart and therefore self-contained sensors ( 3, 4, 5 ) in a patient monitoring system ( 1 ). The sensors ( 3, 4, 5 ) provide their own communication system for transmitting acquired signals to a patient monitor ( 8 ) etc. Furthermore a patient identifier ( 26 ) is associated to the communication. This approach introduces a patient-related concept, where all communication is personalized and assigned to the patient ( 2 ). | 1. A patient monitoring system comprising: a plurality of self-contained sensors which acquire physiological signals from a patient and a remote device which wirelessly communicate with the sensors, wherein each of the plurality of sensors includes: a communication module which provides direct and independent wireless communication to the remote device without any intermediate patient-based station, a personalization module configured to create and associate a patient identifier to said communication, and a signal storage and processing module which stores and process the acquired signals and data derived from the signals respectively prior to communication with the remote device, wherein the signal storage and processing module further controls processing and storing of signals and data depending on the availability of the communication, wherein each sensor communicates independently with the remote device.
4254 | Magnetic resonance imaging (MRI) apparatus and control method thereof | A magnetic resonance imaging (MRI) apparatus and control method for comparing a sound generated from the bore of the MRI apparatus to a pulse sequence sound to adjust the output level of a sound output unit located in an operating room and thus permit a patient to be heard by an operator when an emergency situation or other information is expressed by the patient. The magnetic resonance imaging (MRI) apparatus includes: a sound input unit; a sound output unit configured to output a sound acquired by the sound input unit; and a controller configured to compare the acquired sound to a sound of a pulse sequence stored in advance, and to increase the output level of the sound output unit if the acquired sound is not identical to the sound of the pulse sequence. | 1. A magnetic resonance imaging (MRI) apparatus, comprising: a sound input unit; a sound output unit configured to output a sound acquired by the sound input unit; and a controller configured to compare the acquired sound to a sound generated by a pulse sequence, and to increase an output level of the sound output unit if the acquired sound is not identical to the sound generated by the pulse sequence and to decrease the output level of the sound output unit if the acquired sound is identical to the sound generated by pulse sequence.
4255 | Performance monitoring systems and methods | We have disclosed systems and methods for monitoring an individual's performance during a physical activity. The portable performance monitoring devices may include a satellite positioning system receiver adapted to obtain position data during the physical activity, an accelerometer module adapted to obtain acceleration data during the physical activity, and a processor adapted to determine performance information for the individual based on the position data and the acceleration data. The portable performance monitoring devices may be worn or carried by an individual during a physical activity. | 1. A portable performance monitoring device that is capable of being worn or carried by an individual during a physical activity for monitoring the individual'ss performance during the physical activity, the portable performance monitoring device comprising: a satellite positioning system receiver adapted to obtain position data during the physical activity; an accelerometer module adapted to obtain acceleration data during the physical activity; a processor adapted to determine performance information for the individual during the physical activity based on the position data and the acceleration data; and a wireless wide-area network transceiver adapted to wirelessly transmit the performance information to a remote device during the physical activity.
4256 | Handheld diabetes manager with a user interface for displaying a status of an external medical device | A handheld diabetes manager has a graphical user interface for displaying status of an external medical device and includes a port configured to receive a test strip and a blood glucose measurement module. The diabetes manager includes a communications module that selectively communicates via a wireless data link with an external medical device to receive status data pertaining to the operation of the external medical device, and a user interface module in data communication with the blood glucose measurement module and the communications module. The graphical user interface includes a status screen that presents data pertaining to a glucose measure determined by the blood glucose measurement module concurrently with the status data received from the external medical device, such that the status data of the external medical device is presented on the status screen only when the communication module is in data communication with the external medical device. | 1. A diabetes management system having a handheld diabetes manager communicating with an external medical device configured to perform bolus operations, which is separate from the handheld diabetes manager, the handheld diabetes manager comprising: a port configured to receive a test strip, wherein the test strip receives a blood sample from a user; a blood glucose measurement module cooperatively operable with the test strip inserted in the port and determining a glucose measurement based on the blood sample disposed on the test strip; a communications module selectively communicating with the external medical device via a wireless data link, wherein the communications module receives status data from the external medical device, the status data pertains to the operation of the external medical device; a display; and a user interface module programmed to display a graphical user interface on the display, the user interface module programmed to exchange data with the blood glucose measurement module and the communications module, wherein the user interface module is programmed to display and receive inputs from the user via the graphical user interface, the graphical user interface includes a status screen, and a first cancel bolus screen, a second cancel bolus screen, wherein the status screen presents data pertaining to the glucose measurement determined by the blood glucose measurement module concurrently with the status data received from the external medical device, the user interface module controls the status screen such that the status data of the external medical device is presented on the status screen only when the communication module is in data communication with the external medical device; and the status screen includes a cancel bolus button that is operable by the user to cancel one or more bolus operation to be performed by the external medical device; the user interface module, in response to the cancel bolus button being pressed, is programmed to determine a number of bolus operations to be performed by the external medical device from the status data and displays one of the first cancel bolus screen and the second cancel bolus screen, the user interface module is further programmed to presents the first cancel bolus screen in response to a determination that one bolus operation is to be performed, and presents the second cancel bolus screen in response to a determination that more than one bolus operation is to be performed; and the first cancel bolus screen requests confirmation to cancel the one bolus operation and the second bolus screen presents the more than one bolus operation with a highest priority running bolus operation from among the more than one bolus operations displayed at, wherein the user interface model is implemented by computer readable instructions executed by a processor residing on the handheld diabetes manager.
4257 | Patient support, communication, and computing apparatus | A patient support apparatus includes an electronic control system with client browser software running on a general purpose operating system that connects with a remote server via a high speed network connection. The browser and operating system allows the patient support apparatus to access and run programs not designed exclusively for patient support apparatus electronics systems. A general purpose microprocessor along with network converter circuitry allows the patient support to deliver messages in frames having intended recipient addresses. The microprocessor communicates with one or more graphical user interfaces and with a control system that controls actuators of the patient support. The control system may comprise networked nodes, such as CAN nodes for example. Isolation circuitry isolates the patient support from a network of a care facility with which it communicates. | 1. A person support apparatus, comprising a frame configured to support a person, an actuator operable to impart movement to at least a portion of the frame, and an electronics system coupled to the person support apparatus and configured to control the movable actuator, wherein the electronics system comprises a processor, a memory, a user interface configured to display information as directed by the processor, a network connector configured to connect to a hospital network via hardwired connection, a network interface, wherein the network interface is configured to allow for data communication with a hospital network via the network connector, a general purpose operating system executable by the processor, wherein the general purpose operating system is configured to run a plurality of computer software applications not designed for person support apparatuses, browser software executable by the processor and configured to allow the electronics to act as a client computer by sending a request to a remote server to perform a task, receiving data defining a screen to be displayed on the user interface in response to the request, receiving input from a user at a portion of the screen, and sending the input to the remote server, control software configured to control the movable actuator through at least one input from a user, and an electrical isolator configured to provide electrical isolation of the network connector from at least a portion of the electronics system.
4258 | Methods and apparatus to connect wireless-enabled devices | Examples to establish a connection between wireless-enabled devices involve collecting first biophysical signal data via a first wireless-enabled device, using the first biophysical signal data as a key to decrypt encrypted information received from a second wireless-enabled device to recover first information, and establishing a wireless connection between the first wireless-enabled device and the second wireless-enabled device based on a comparison of the first information and second information stored in the first wireless-enabled device. | 1. A method of establishing a connection between wireless-enabled devices, comprising: collecting first biophysical signal data via a first wireless-enabled device; using the first biophysical signal data as a key to decrypt encrypted information received from a second wireless-enabled device to recover first information, wherein the second wireless-enabled device encrypts the first information using second biophysical signal data collected at the second wireless-enabled device as a second key to generate the encrypted information; and establishing a wireless connection between the first wireless-enabled device and the second wireless-enabled device based on a comparison of the first information and second information stored in the first wireless-enabled device.
4259 | Synchronization of wireless catheters | A method includes disposing multiple medical probes to acquire physiological data concurrently from a living body. The data is sent from the multiple medical probes by transmitting over wireless channels respective sequences of data packets that are marked with respective packet numbers. A synchronization signal that is broadcast to the multiple probes is received in the probes. In response to receiving the synchronization signal, the packet numbers that are to be assigned in the probes to subsequent data packets in the respective sequences are reset. | 1. A system, comprising: multiple medical probes, each of which probes is configured to acquire physiological data from a living body with which the probe is in contact, to send the data from the probe by transmitting over a wireless channel a sequence of data packets that are marked with respective packet numbers, to receive a synchronization signal that is broadcast to the multiple probes, and, in response to receiving the synchronization signal, to reset the packet numbers that are assigned in the probe to subsequent data packets in the sequence, wherein the synchronization signal does not reset an internal clock of the probes; and a central control unit, which is configured to transmit the synchronization signal, to receive multiple respective sequences of the data packets from the multiple probes, to time-synchronize the data transmitted in the data packets and to output the time-synchronized data for synchronizing the subsequent data packets.
4260 | Synchronization of wireless catheters | A method includes disposing multiple medical probes to acquire physiological data concurrently from a living body. The data is sent from the multiple medical probes by transmitting over wireless channels respective sequences of data packets that are marked with respective packet numbers. A synchronization signal that is broadcast to the multiple probes is received in the probes. In response to receiving the synchronization signal, the packet numbers that are to be assigned in the probes to subsequent data packets in the respective sequences are reset. | 1. A method, comprising: disposing multiple medical probes comprising a plurality of catheters, each catheter comprising multiple electrodes to acquire physiological data concurrently from a living body in accordance with a respective internal clock signal; sending the data from each catheter by transmitting over wireless channels respective sequences of data packets that are marked with respective packet numbers, the data in each data packet beginning at a predefined electrode of each catheter and continue cycling over the multiple electrodes of each catheter according to a predefined multiplexing order; receiving in the probes a synchronization signal that is broadcast to each catheter; and in response to receiving the synchronization signal, resetting the packet numbers that are to be assigned in each catheter to subsequent data packets in the respective sequences, wherein the respective internal clock signal of each probe is free-running irrespective of the synchronization signal.
4261 | Peripheral physiology inspection apparatus and peripheral auxiliary apparatus of smart phone | A peripheral physiology inspection apparatus of smart phone is connected with a smart phone having a TRRS socket for performing a physiology inspection. The peripheral physiology inspection apparatus includes: an inspection main body including a first physiology sensing unit; a plurality of signal transmission units; and a TRRS terminal for connecting with the inspection main body via the signal transmission units. The TRRS terminal is corresponding to the TRRS socket for allowing the inspection main body to be electrically connected to the smart phone, thereby enabling the smart phone to analyze and process physiology signals inspected by and delivered from the inspection main body. | 1. A peripheral physiology inspection apparatus of smart phone, which is connected with a smart phone having a TRRS socket for performing a physiology inspection, the peripheral physiology inspection apparatus comprising: an inspection main body including a first physiology sensing unit, a second physiology sensing unit disposed on a switch, and an electrode plate disposed on the second physiology sensing unit; a plurality of signal transmission units; and a TRRS terminal for connecting with the inspection main body via the signal transmission units, the TRRS terminal being corresponding to the TRRS socket for allowing the inspection main body to be electrically connected to the smart phone, thereby enabling the smart phone to analyze and process physiology signals inspected by and delivered from the inspection main body, wherein the first and the second physiology sensing units are connected with each other by the signal transmission units; wherein the first physiology sensing unit is an earphone-type physiology sensing unit comprising: at least one earphone main body defined therein a channel space; an infrared transparent drum membrane disposed inside the earphone main body and facing to the channel space; an NIR sensing element disposed inside the earphone main body and facing to the channel space through the infrared transparent drum membrane; and a fiber for connecting the earphone main body to the NIR sensing element.
4262 | Telemetry system for use with microstimulator | An implantable microstimulator configured to be implanted beneath a patient's skin for tissue stimulation employs a bi-directional RF telemetry link for allowing data-containing signals to be sent to and from the implantable microstimulator from at least two external devices. Further, a separate electromagnetic inductive telemetry link allows data containing signals to be sent to the implantable microstimulator from at least one of the two external devices. The RF bidirectional telemetry link allows the microstimulator to inform the patient or clinician regarding the status of the microstimulator device, including the charge level of a power source, and stimulation parameter states. The microstimulator has a cylindrical hermetically sealed case having a length no greater than about 27 mm and a diameter no greater than about 3.3 mm. A reference electrode is located on one end of the case and an active electrode is located on the other end of the case. | 1. An external device configured to communicate with an implantable medical device, the device comprising: an antenna; and circuitry coupled to the antenna and configured to utilize the antenna to communicate with the implantable medical device in accordance with a first modulation scheme via a first bi-directional wireless link and in accordance with a second modulation scheme via a second wireless link, wherein the first modulation scheme is a frequency modulation scheme.
4263 | Mannequins for use in imaging and systems including the same | A mannequin may include a skin layer, an axis of rotation and a photon transmissive filler. The skin layer may include a contoured surface. The skin layer may have a thickness of less than about 10 mm. The contoured surface may be formed into a three-dimensional shape that substantially matches anatomy of a person or a statistical model representing a group of people. The axis of rotation may intersect the mannequin and may define a center for collection of X-ray images along a substantially circular path. The photon transmissive filler may be at least partially surrounded by the skin layer. The photon transmissive filler may have a an average specific gravity of less than about 0.5 g/cc. | 1. A mannequin comprising: a skin layer comprising a contoured surface, wherein the skin layer has an average thickness of less than or equal to about 10 mm and the contoured surface is formed into a three-dimensional shape that substantially matches an anatomy of a person, a statistical model representing a group of people, or an engineered hypothetical person; an axis of rotation intersecting the mannequin, wherein the axis of rotation defines a center for collection of X-ray images along a substantially circular path; a photon transmissive filler at least partially surrounded by the skin layer, wherein the photon transmissive filler has an average specific gravity of less than or equal to about 0.5 g/cc; and wherein the mannequin represents the lower torso of the engineered hypothetical person.
4264 | Time-based digitizer for PET photodetector | An integrated circuit in a PET imaging system with a plurality of photo detectors is provided. A plurality of differential transimpedance amplifiers with differential inputs and differential outputs is provided, wherein differential inputs for each differential transimpedance amplifier of the plurality of differential transimpedance amplifiers are electrically connected to a photodetector. A plurality of level crossing analog-to-digital converters is provided wherein differential inputs for each level crossing analog-to-digital converter of the plurality of level crossing analog-to-digital converters are electrically connected to differential outputs of a differential transimpedance amplifier, wherein each level crossing analog-to-digital converter of the plurality of level crossing analog-to-digital converters, comprises a plurality of differential comparators with differential inputs and differential threshold inputs, wherein the differential inputs are electrically connected to the output of the differential outputs of the differential transimpedance amplifier electrically connected to the level crossing analog-to-digital converter and a clock. | 1. An integrated circuit in a PET imaging system with a plurality of photodetectors, wherein the plurality of photodetectors are optically coupled to scintillation crystals for a PET scanner, comprising: a plurality of differential transimpedance amplifiers with differential inputs and differential outputs, wherein differential inputs for each differential transimpedance amplifier of the plurality of differential transimpedance amplifiers are electrically connected to a photodetector of the plurality of photodetectors; a plurality of level crossing analog-to-digital converters wherein differential inputs for each level crossing analog-to-digital converter of the plurality of level crossing analog-to-digital converters are electrically connected to differential outputs of a differential transimpedance amplifier of the plurality of differential transimpedance amplifiers, wherein each level crossing analog-to-digital converter of the plurality of level crossing analog-to-digital converters, comprises: a plurality of differential comparators with differential inputs and differential threshold inputs, wherein the differential inputs are electrically connected to the output of the differential outputs of the differential transimpedance amplifier of the plurality of differential transimpedance amplifiers electrically connected to the level crossing analog-to-digital converter; and a clock for providing a time stamp, wherein each level crossing analog-to-digital converter of the plurality of level crossing analog-to-digital converters, further comprises a plurality of flip flops, wherein each flip flop receives input from a differential comparator of the plurality of differential comparators and the clock, wherein clock output is provided to a D input of each flip flop and differential comparator output is provided as input to a clock terminal of each flip flop, wherein output of each flip flop provides a digital representation of a shape of a current pulse waveform from a photodetector of the plurality of photodetectors.
4265 | Server for communication with an implantable medical device | A system and method for modifying the parameters of an implantable medical device includes an implantable medical device that communicates with a remote control device that, in turn, communicates through the browser of a computer or any other device capable of using mark-up language protocol. The computer optionally communicates with other computers and/or devices through a network. | 1. A system, comprising: an implantable medical device; and a remote control device configured to communicate with the implantable medical device, wherein the remote control device comprises a server configured to communicate with an external computer in accordance with a markup language protocol, and wherein the server is configured to receive a request from the external computer.
4266 | Image capture and identification system and process | A digital image of the object is captured and the object is recognized from plurality of objects in a database. An information address corresponding to the object is then used to access information and initiate communication pertinent to the object. | 1. A method of determining a payment account for a transaction comprising, recognizing, via a computer device processor, one or more products as a target object based on a digital representation of a scene including the one or more products, and a location of a mobile device capturing the digital representation of the scene; receiving information related to multiple accounts linked to a user and a transaction associated with the target object; determining at least one promotion related to the transaction associated with the target object and at least one account of the multiple accounts linked to the user; determining the payment account from the at least one account for use in a payment related to the transaction associated with the target object based at least in part on determining the at least one promotion and the at least one account; and presenting, via an address, an indicator associated with the payment account and the transaction associated with the target object.
4267 | Method and system for computed radiography using a radio frequency identification device | A method for obtaining an X-ray image of a subject on a flexible information carrier plate for computed radiography. A memory is affixed to a surface of the plate, wherein the affixed memory stores information about the plate and is in wireless communication with a computer. A first scan date is stored in the affixed memory. Obtaining the X-ray image uses steps of storing at least a job identifier and a scan status for the plate in the affixed memory; acquiring image data from a scan of the plate following exposure to X-rays, acquiring at least the job identifier from the affixed memory, and associating the acquired image data with the acquired job identifier; incrementing a scan count value and updating the scan status in the affixed memory; erasing image content from the plate; and storing the acquired image data in a second, computer-accessible memory according to the acquired job identifier. | 1. A method for obtaining an intra-oral X-ray image of a subject on a flexible information intra-oral carrier plate for computed radiography, comprising: affixing a memory to a surface of the information intra-oral carrier plate, wherein the affixed memory stores information about the information intra-oral carrier plate and wherein the affixed memory is in wireless communication with a computer; storing at least a first scan date in the affixed memory; and obtaining the intra-oral X-ray image of the subject by: (i) storing at least a job identifier and a scan status for the information intra-oral carrier plate in the affixed memory; (ii) acquiring image data from a scan of the flexible information intra-oral carrier plate following exposure to X-rays, acquiring at least the job identifier from the affixed memory, and associating the acquired image data with the acquired job identifier; (iii) incrementing a scan count value and updating the scan status in the affixed memory of the exposed flexible information intra-oral carrier plate; (iv) erasing image content from the flexible information intra-oral carrier plate; and (v) storing the acquired image data in a second, computer-accessible memory according to the acquired job identifier.
4268 | Cabinet system | A cabinet system for securely storing items includes a cabinet housing, a controller, and at least one drawer unit. The cabinet housing has a locking mechanism, and the controller is in communication with the cabinet housing and configured to operate the locking mechanism. The drawer unit is designed to be releasably locked at least partially within the cabinet housing by the locking mechanism, and slidable within a portion of the cabinet housing when released by the locking mechanism. The drawer unit includes at least one storage compartment, a cover, memory, and a power source. The storage compartment is configured to store at least one item therein. The cover is movable to an open configuration and a closed configuration. When the cover is in the closed configuration, the cover limits access to the item of the storage compartment. The memory is powered by the power source and is configured to store data associated with a movement of the cover. | 1. A medical item storage cabinet system, comprising: a cabinet including a drawer bay and a locking mechanism; a drawer located within the drawer bay of the cabinet, the drawer slidable relative to the drawer bay between an open position in which the drawer extends out of the drawer bay and a closed position in which the drawer is located within the drawer bay, the locking mechanism configured to engage the drawer in the closed position, the drawer including: a first compartment; a second compartment; a cover movable by an electric motor to a first position to permit access to the first compartment and limit access to the second compartment and moveable to a second position to permit access to the second compartment and limit access to the first compartment; an electronic memory coupled to the drawer configured to store information representative of movement of the cover that occurs when the drawer is in the open position; a power source coupled to the drawer configured to supply power to the electronic memory; wherein the electronic memory and the power source are physically supported by the drawer such that the electronic memory and the power source move with the drawer relative to the drawer bay.
4269 | Active vibration noise control apparatus | An active vibration noise control apparatus uses an adaptive control process, which predicts rear road wheel noise canceling sounds by correcting a front road wheel reference signal or a rear road wheel reference signal with a corrective filter, based on different characteristics of front road wheel suspensions and rear road wheel suspensions. | 1. An active vibration noise control apparatus comprising: a front road wheel vibration detecting unit configured to detect front road wheel vibrations based on an input applied from a road surface to a front road wheel of a vehicle, and output a front road wheel reference signal representative of the detected front road wheel vibrations; a vehicle speed detecting unit configured to detect a vehicle speed of the vehicle; a delay time calculating unit configured to determine a delay time, which is representative of a difference between respective times when the front road wheel of the vehicle and a rear road wheel of the vehicle pass through a point, based on the vehicle speed; a rear road wheel reference signal outputting unit configured to output a rear road wheel reference signal, which is representative of predicted rear road wheel vibrations, comprising the front road wheel vibrations delayed by the delay time; and a canceling sound outputting unit configured to output a front road wheel noise canceling sound, which cancels out front road wheel vibration noise caused by the front road wheel vibrations at a noise silencing position, based on the front road wheel reference signal, and output a rear road wheel noise canceling sound, which cancels out rear road wheel vibration noise caused by the predicted rear road wheel vibrations at the noise silencing position, based on the rear road wheel reference signal, and a corrective filter configured to reflect a characteristic difference between front road wheel suspensions and rear road wheel suspensions of the vehicle in the rear road wheel reference signal by correcting the rear road wheel reference signal prior to being output by the corrective filter, based on the characteristic difference.
4270 | Adaptive inductive power supply | A contactless power supply has a dynamically configurable tank circuit powered by an inverter. The contactless power supply is inductively coupled to one or more loads. The inverter is connected to a DC power source. When loads are added or removed from the system, the contactless power supply is capable of modifying the resonant frequency of the tank circuit, the inverter frequency, the inverter duty cycle or the rail voltage of the DC power source. | 1. A contactless power supply for supplying power wirelessly to an electrically powered remote device comprising: a tank circuit having a primary for transferring power to the electrically powered remote device by an inductive coupling, said electrically powered remote device having a secondary in electrical communication with a load; drive circuitry configured to control application of power to said tank circuit, wherein operation of said drive circuitry varies based on a control signal applied to a control input of said drive circuitry; and a control system coupled to said drive circuitry, said control system configured to control said control signal to direct operation of said drive circuitry, said control system configured to vary power by selectively changing a phase delay of said control signal provided to said drive circuitry.
4271 | Regenerative braking safety system and method of use | A centrifuge includes a regenerative braking safety system including an electrical system reversibly coupled to a power source. A motor is coupled to the electrical system. The motor is capable of driving a rotor using power delivered through the electrical system, and is further capable of supplying the electrical system with recovered energy. The recovered energy is electrical energy converted from kinetic energy of the rotor during regenerative braking of the motor. The safety system includes a power cut-off configured to disable the effect of regenerative braking of the motor when the electrical system is decoupled from the power source. | 1. A centrifuge comprising: an electrical system reversibly coupled to an AC power line, wherein an amount of energy is required by the electrical system in order to maintain an operation of the electrical system; a motor coupled to the electrical system, wherein the motor is capable of driving a rotor using power delivered through the electrical system, wherein the motor is further capable of supplying the electrical system with recovered energy, wherein said recovered energy is electrical energy converted from kinetic energy of the rotor during regenerative braking of the motor, wherein the electrical system returns the recovered energy to the AC power line when the AC power line is coupled to the electrical system during the regenerative braking of the motor; a power cut-off configured to disable the effect of regenerative braking of the motor upon detection that the AC power line has been decoupled from the electrical system during the regenerative braking of the motor, wherein the power cut-off is operable to detect the decoupling when the recovered energy generated from the regenerative braking of the motor is greater than or equal to the amount of energy required to maintain the operation of the electrical system; and a frequency detection circuit configured to monitor a frequency associated with the electrical energy returned to the AC power line during the regenerative braking of the motor to detect that the AC power line has been decoupled from the electrical system, the frequency detection circuit comprising: a first sub-circuit configured to detect if the monitored frequency is higher than a predetermined upper limit; and a second sub-circuit configured to detect if the monitored frequency is lower than a predetermined lower limit.
4272 | System and method for reliable and scalable health monitoring | A health-monitoring system and method are disclosed. The health-monitoring system and method comprise a sensory system and a sensory to front-end communication (SFCM) protocol coupled to the sensory system. The health-monitoring system and method include a front-end system coupled to the sensory system and a front-end to back-end communication (FBCM) protocol coupled to the front-end system. The health-monitoring system and method include a back-end system. The SFCM protocol communicates with the front-end system using a first state awareness link and the FBCM protocol communicates with the back-end system using a second state awareness link. | 1. A health-monitoring system comprising: a sensory system comprising a wireless sensor device; a front-end system comprising a mobile device coupled to the sensory system via a sensory to front-end communication (SFCM) protocol, wherein the SFCM protocol includes a first state awareness link that detects state information of the sensory system and the front-end system; a back-end system comprising a database server coupled to the front-end system via a front-end to back-end communication (FBCM) protocol, wherein the FBCM protocol includes a second state awareness link that detects state information of both the front-end system and the back-end system; and wherein the state information detected by the first and the second state awareness links comprises device type information, device revision information, and device mode information, further wherein the device type information includes a number of present sensors of the wireless sensor device and a final sensor data format; the device revision information includes a hardware data format version of the wireless sensor device, a firmware data format version of the wireless sensor device, and a protocol stack ID of the wireless sensor device; and the device mode information includes normal, retry, alert, data loss, error recovery, and waiting for upgrade modes.
4273 | Wearable heart rate monitor | Some embodiments provide a wearable fitness monitoring device including a motion sensor and a photoplethysmographic (PPG) sensor. The PPG sensor includes (i) a periodic light source, (ii) a photo detector, and (iii) circuitry determining a user's heart rate from an output of the photo detector. Some embodiments provide methods for operating a heart rate monitor of a wearable fitness monitoring device to measure one or more characteristics of a heartbeat waveform. Some embodiments provide methods for operating the wearable fitness monitoring device in a low power state when the device determines that the device is not worn by a user. Some embodiments provide methods for operating the wearable fitness monitoring device in a normal power state when the device determines that the device is worn by a user. Some embodiments provide methods for using response characteristics of the user's skin to adjust a gain and/or light emission intensity of the heart rate monitor. | 1. A method of operating a heart rate monitor of a wearable fitness monitoring device to adjust at least one setting for operating the heart rate monitor, wherein operating the heart rate monitor comprises: (a) operating a light source in the heart rate monitor in a skin characterization mode by emitting a succession of light pulses, at least some having variable intensity with respect to one another; (b) detecting a variation in intensity of light from the light pulses emitted in the skin characterization mode after the light has interacted with a user'ss skin; (c) determining a mathematical function having the intensities of the succession of light pulses emitted in (a) as an input and the variation in intensity of light detected in (b) as an output, thereby obtaining a response characteristic of the user'ss skin from the mathematical function or a characteristic thereof; and (d) using the response characteristic of the user'ss skin to adjust a gain and/or light emission intensity of the heart rate monitor operating in a first mode for detecting one or more characteristics of the user'ss heartbeat waveform.
4274 | Medicament delivery device having an electronic circuit system | Medicament delivery devices are described herein. In some embodiments, an apparatus includes a medical injector and an electronic circuit system. The medical injector includes a housing, a medicament container, and a medicament delivery member. The housing defines a first region and a second region. The first region includes the medicament container and is physically isolated from the second region. The electronic circuit system is configured to be disposed within the second region defined by the housing. The electronic circuit system is configured to output an electronic output associated with a use of the medical injector. | 1. An apparatus comprising: a medicament delivery device configured to deliver a medicament, the medicament delivery device having a first housing, an energy storage member, and a medicament container, the energy storage member configured to produce a force to move the medicament container within the first housing, an exterior wall of the first housing defining an interior volume, at least one of the energy storage member or the medicament container completely disposed within the interior volume; a second housing formed separately from the first housing, the second housing including a connection portion configured to be matingly coupled to a corresponding connection portion of the first housing such that an interface between the exterior wall of the first housing and the second housing is substantially flush and such that the second housing remains in a fixed position relative to the first housing during a delivery event; and an electric circuit system having an audible output device coupled to the second housing, the electronic circuit system configured to produce a recorded speech output via the audible output device when the electronic circuit system is actuated.
4275 | Optimizing data retrieval from an active implantable medical device | An external data retrieval apparatus includes a transceiver, and a processing system coupled to the transceiver. The processing system obtains a plurality of measures over a period of time. The measures relate to a quality of a communications channel between the data retrieval apparatus and an active implantable medical device. The processing system determines a trend in the plurality of measures over the period of time, and then determines a preferred time during which to retrieve data based on the trend. | 1. A method of data retrieval by an external data retrieval apparatus, said method comprising: obtaining a plurality of measures over a period of time, the measures corresponding to a quality of a communications channel between the data retrieval apparatus and an active implantable medical device; determining a trend in the quality of the communication channel based on the plurality of measures obtained over the period of time; determining a preferred time during which to retrieve data over the communication channel based on the trend in the quality of the communication channel; and wherein determining the preferred time comprises processing the plurality of measures to identify a time or time duration during which one or more of the plurality of measures indicate a higher measure of a quality of communication relative to one or more of the plurality of measures obtained during other times or time durations.
4276 | Thermally controlled chamber with optical access for high-performance PCR | Novel methods and systems for polymerase chain reaction (PCR) are disclosed. A PCR device has a bottom heater layer, a central reacting layer, and a top heater layer. The central reacting layer has a PCR reacting chamber connected with fluidics channels. Photoluminescence of a DNA solution in the PCR reactive chamber is carried out through the transparent top layers. | 1. A device comprising: a bottom heater layer, wherein the bottom heater layer comprises a bottom substrate layer, a first adhesive layer, heater elements, a top substrate layer, and fluidics channels; a central reacting layer, wherein the central reacting layer comprises a fluidics chamber connected to the fluidics channels; and a top heater layer, the top heater layer comprising a transparent insulating layer, a transparent conducting layer, a digitated conducting layer, and a top protective layer, wherein the transparent insulating layer is connected to the central reacting layer; wherein the bottom heater layer is bonded to the central reacting layer with a second adhesive layer, and the central reacting layer is bonded to the top heater layer with a third adhesive layer.
4277 | Calibration of photoelectromagnetic sensor in a laser source | In a laser-produced plasma (LPP) extreme ultraviolet (EUV) system, laser pulses are used to produce EUV light. To determine the energy of individual laser pulses, a photoelectromagnetic (PEM) detector is calibrated to a power meter using a calibration coefficient. When measuring a unitary laser beam comprising pulses of a single wavelength, the calibration coefficient is calculated based on a burst of the pulses. A combined laser beam has main pulses of a first wavelength alternating with pre-pulses pulses of a second wavelength. To calculate the energy of the main pulses in the combined laser beam, the calibration coefficient calculated for a unitary laser beam of the main pulses is used. To calculate the energy of the pre-pulses in the combined laser beam, a new calibration coefficient is calculated. When the calculated energy values drift beyond a pre-defined threshold, the calibration coefficients are recalculated. | 1. A system comprising: an energy monitor within a laser source of a laser-produced plasma (LPP) extreme ultraviolet (EUV) system, the energy monitor configured to measure laser pulses having a same wavelength and occurring in a burst, the energy monitor comprising: a power meter configured to measure an average power of the laser pulses over a defined period of time, and a photoelectromagentic (PEM) detector configured to provide a first voltage signal indicative of a temporal profile of the burst of the laser pulses over at least a portion of the defined period of time; a calibration module configured to determine a calibration coefficient based on the average power and the first voltage signal, the calibration coefficient being a ratio of an energy of the burst of the laser pulses determined from the average power and an integral of the first voltage signal; and a single pulse energy calculation (SPEC) module configured to determine an energy of a subsequent pulse of the series of the laser pulses based on the calibration coefficient and a pulse integral of a second voltage signal provided by the PEM detector indicating a temporal profile of the subsequent pulse.
4278 | Calibration of photoelectromagnetic sensor in a laser source | In a laser-produced plasma (LPP) extreme ultraviolet (EUV) system, laser pulses are used to produce EUV light. To determine the energy of individual laser pulses, a photoelectromagnetic (PEM) detector is calibrated to a power meter using a calibration coefficient. When measuring a unitary laser beam comprising pulses of a single wavelength, the calibration coefficient is calculated based on a burst of the pulses. A combined laser beam has main pulses of a first wavelength alternating with pre-pulses pulses of a second wavelength. To calculate the energy of the main pulses in the combined laser beam, the calibration coefficient calculated for a unitary laser beam of the main pulses is used. To calculate the energy of the pre-pulses in the combined laser beam, a new calibration coefficient is calculated. When the calculated energy values drift beyond a pre-defined threshold, the calibration coefficients are recalculated. | 1. A system comprising: an energy monitor within a laser-produced plasma (LPP) extreme ultraviolet (EUV) system, the energy monitor configured to measure a laser beam comprising pre-pulses and main pulses separated by a length of time, the energy monitor comprising: a power meter configured to sense an average power of the series of laser pulses over a defined period of time, and a photoelectromagnetic (PEM) detector configured to provide a voltage signal depicting a temporal profile of the first pre-pulse separated from the first main pulse by the length of time during a portion of the defined period of time; a calibration module configured to determine a power of the first main pulse based on a main pulse calibration coefficient and a pulse integral of a portion of the voltage signal corresponding to the first main pulse, to determine a power of the first pre-pulse based on the average power and the power of the first main pulse, and to determine a pre-pulse calibration coefficient based on the power of the first pre-pulse and an integral of a portion of the voltage signal corresponding to the first pre-pulse; and a single pulse energy calculation (SPEC) module configured to determine an energy of a second pre-pulse based on the pre-pulse calibration coefficient and a pulse integral of a portion of a second voltage signal provided by the PEM detector corresponding to the second pre-pulse, and to determine an energy of a second main pulse based on the main pulse calibration coefficient and a pulse integral of a portion of the second voltage signal to the second main pulse.
4279 | Antenna shield for an implantable medical device | An implantable medical device includes a housing. An opening is present in the housing. The implantable medical device includes an antenna in the housing, where the antenna is located below the opening. The implantable medical device includes a cover coupled to edges of the housing defining the opening to close the opening. The cover enables passage of radio frequency signals at one or more communication frequencies to and from the antenna. The implantable medical device also includes an antenna shield positioned above the cover. The antenna shield reduces passage of radio frequency signals to and from at least a portion of the antenna during use. | 1. An implantable medical device comprising: a housing, wherein an opening is present in the housing; an antenna in the housing, wherein the antenna is located below the opening; a cover coupled to edges of the housing defining the opening to close the opening, wherein the cover enables passage of radio frequency signals at one or more communication frequencies to and from the antenna; and an antenna shield positioned above the cover, wherein the antenna shield reduces passage of radio frequency signals to and from at least a portion of the antenna during use.
4280 | Monitoring device and a method for wireless data and power transmission in a monitoring device | In a monitoring device including a reader and a data carrier, the data carrier includes a receiver coil ( 201 ), a resonator capacitor ( 202 ), rectifier means ( 203 ), a modulation capacitor ( 206 ), an energy storage capacitor ( 204 ), three modulation switches ( 209, 210, 211 ) and data processing means. The modulation capacitor ( 206 ), the energy storage capacitor ( 204 ), the data processing means and the three modulation switches ( 209, 210, 211 ) are arranged such that, in a first configuration, the modulation capacitor ( 206 ) and the energy storage capacitor ( 204 ) are coupled in parallel and, in a second configuration, the modulation capacitor ( 206 ) and the energy storage capacitor ( 204 ) are coupled in series. The invention further provides a method of operating a data carrier in such a monitoring device. | 1. A monitoring device comprising a reader and a data carrier, adapted for wireless data transmission from the data carrier to the reader using load modulation whereby a load presented by said data carrier is modulated, and for powering the data carrier using a wireless inductive power transmission via an inductive link from the reader and to the data carrier, wherein the data carrier comprises: a receiver coil; a data processor for processing data stored on said data carrier; a rectifier for rectifying an output of the receiver coil; a switch; and a capacitor circuit of at least two capacitors connected to said rectifier; wherein the data processor, switch and capacitors are connected such that, in a first configuration, the capacitors are coupled in parallel and, in a second configuration, the capacitors are coupled in series, whereby load modulation of the data carrier is achieved by switching between said first and second configuration, and said capacitors are further arranged for storing energy received from the wireless inductive power transmission and for powering the data processor.
4281 | Method of operation of a multi-layer-multi-turn structure for high efficiency wireless communication | A structure for wireless communication having a plurality of conductor layers, an insulator layer separating each of the conductor layers, and at least one connector connecting two of the conductor layers wherein an electrical resistance is reduced when an electrical signal is induced in the resonator at a predetermined frequency. | 1. A method for operating a structure, the method comprising the following steps: a) providing a plurality of first conductors, each conductor having a first conductor thickness and a first conductor skin depth residing within the first conductor thickness; b) providing a plurality of first insulators, each of the first insulators positioned between each of the first conductors, wherein the plurality of first conductors and first insulators are arranged to form a first resonator, wherein each of the first conductors and insulators that form the first resonator has at least one turn; and c) inducing a first electrical signal in at least one of the first plurality of conductors so that the first electrical signal propagates through first conductor skin depth, and wherein the first resonator resonates at a first operating frequency.
4282 | Detection circuit for generating biological information | An amplifier circuit includes first and second amplification units. A first detection electrode and a high impedance circuit are connected to the input terminal of the first amplification unit. A second detection electrode and a high impedance circuit are connected to the input terminal of the second amplification unit. The output terminals of the first and second amplification units output first and second output signals, and are connected to the input terminals of a differential amplifier circuit through coupling capacitors, respectively. The differential amplifier circuit operates a difference between the first and second output signals in a state where a direct-current component is omitted. | 1. A detection circuit comprising: a first detection electrode coupled to a first high impedance circuit; a second detection electrode coupled to a second high impedance circuit; an amplifier circuit including a first amplification unit configured to amplify a first detection signal received from the first detection electrode and a second amplification unit configured to amplify a second detection signal received from the second detection unit; a differential circuit having a first input terminal configured to receive the first amplified detection signal and a second input terminal configured to receive the second amplified detection signal, the differential circuit being configured to output a differential signal between the first amplified detection signal and the second amplified detection signal; a first coupling capacitor coupled between the first amplification unit and the first input terminal of the differential circuit; and a second coupling capacitor coupled between the second amplification unit and the second input terminal of the differential circuit, wherein the first high impedance circuit and the second high impedance circuit are coupled to a reference measurement electric potential.
4283 | Defibrillator with implantable medical device detection | In general, the invention is directed to techniques for using an external defibrillator to detect a presence of an implantable medical device (IMD) implanted within a patient, and providing therapy to the patient through communication between the external defibrillator and the IMD. An external defibrillator provides prompts to a user of the external defibrillator to determine the presence of an IMD implanted within the patient. For example, the external defibrillator may prompt the user to visually inspect the patient's chest for signs that an IMD was implanted, such as a scar or raised portion of skin near the patient's clavicles. As another example, the external defibrillator may prompt the user to place a detection device on the patient's chest. The detection device may be coupled to the external defibrillator, and may employ a magnet to initiate telemetry by the IMD to detect the presence of the IMD. | 1. An external defibrillator comprising: a defibrillation therapy generator; electrodes coupled to the defibrillation therapy generator; and a detection device including an acoustically-based detector device that detects a presence of an implantable medical device (IMD) in a patient and that includes: an indicator to guide placement of the detection device toward an IMD, a bottom surface with an adhesive layer, wherein the bottom surface is the surface closest to the skin of the patient, and a removable backing layer connected to the adhesive layer.
4284 | Image capture and identification system and process | A digital image of the object is captured and the object is recognized from plurality of objects in a database. An information address corresponding to the object is then used to access information and initiate communication pertinent to the object. | 1. An interactive system comprising: a device interface configured to receive a plurality of digital image representations of an environment of a portable device, each of the plurality of digital image representations including a digital image representation of at least a part of a person within the environment; and a processing platform communicatively coupled with the device interface and configured to: obtain the plurality of digital image representations via the device interface; recognize the part of the person from the plurality of digital image representations as a target object; identify target object information, including an address, associated with the target object; enable an execution of an action based on the identified target object information and the address.
4285 | User station for healthcare communication system | A user station configurable for use in a healthcare communication system, such as a nurse call system, is provided. | 1. A healthcare communication system comprising a primary console having a first housing, a first touchscreen display coupled to the first housing, and a telephone handset adjacent the touchscreen display, and a plurality of secondary consoles, each secondary console being located in a respective patient room of a plurality of patient rooms, each secondary console having a respective second housing and a respective second touchscreen display coupled to the second housing, each of the secondary consoles being communicatively coupled to the primary console, wherein each secondary console of the plurality of secondary consoles includes electrical circuitry in the respective second housing, the electrical circuitry being configured to receive calls from the primary console and each of the other secondary consoles of the plurality of secondary consoles and to display information relating to the received calls on the respective second touchscreen display, wherein the electrical circuitry is configured to enable a user to place calls to other users and to select a preferred mode of calling other users, the preferred mode selected from a plurality of calling modes comprising at least one of the following: voice routing to a located position, wireless telephone, or text paging to a wireless device.
4286 | Surgical antenna structure | A surgical spatula has a planar transmission line for carrying microwave energy formed from a sheet of a first dielectric material which has first and second conductive layers on opposite sides thereof. The surgical spatula also has a coaxial cable for delivering microwave energy to the planar transmission line. The coaxial cable has an inner conductor, an outer conductor coaxial with the inner conductor and a second dielectric material separating the inner and outer conductors. The inner and outer conductors extend beyond the second dielectric to overlap opposite surfaces of the transmission line and electrically contact the first conductive layer and second conductive layer respectively. The width of the first and second conductive layers is selected to create an impedance match between the transmission line and the coaxial cable. | 1. A surgical spatula comprising: a planar transmission line for carrying microwave energy formed from a sheet of a first dielectric material having first and second conductive layers on opposite surfaces thereof, the sheet of first dielectric material having a substantially uniform width dimension of 5 mm or less; a substantially uniform thickness dimension of 2 mm or less; and a substantially uniform length dimension greater than the width dimension; a coaxial cable having an outer diameter of 3 mm or less for delivering microwave energy to the planar transmission line, the coaxial cable comprising an inner conductor, an outer conductor coaxial with the inner conductor, and a second dielectric material separating the outer and inner conductors, the planar transmission line being connected lengthwise to the coaxial cable at a connection interface; and a protective sleeve mounted over the connection interface, wherein one end of the sheet of first dielectric material abuts the end of the coaxial cable at the connection interface, the inner and outer conductors extend beyond the second dielectric at the connection interface to overlap opposite surfaces of the transmission line and electrically contact the first conductive layer and second conductive layer respectively, the first conductive layer is spaced from the end of the transmission line that abuts the coaxial cable to electrically isolate the outer conductor from the first conductive layer, and the width of the first and second conductive layers is selected to create an impedance match between the transmission line and the coaxial cable.
4287 | Establishing secure communication between an implantable medical device and an external device | Establishing secure communication between an implantable medical device and an external device includes: accessing, at the implantable medical device, biological data; utilizing the biological data, at the implantable medical device, to generate a public cryptographic key; and utilizing the public cryptographic key, at the implantable medical device, to generate a private cryptographic key. | 1. A medical device, comprising: a converting module configured to convert biometric activity to a digital representation, to compute a metric based on the digital representation of the biometric activity, and to obtain a digital representation of the metric; and a cryptographic key generator configured to generate a cryptographic key corresponding to a portion of a random number derived directly from the digital representation of the metric.
4288 | Rapid visual cuing apparatus for cardiac EKG rhythms | The present invention is a visual cuing device which allows users to rapidly and easily identify ECG/EKG cardiac arrhythmias and twelve lead ECG/EKG arrhythmias. A visual cuing device contains a plurality of panels with a plurality of graphically displayed ECG/EKG abnormalities alternated with visually high-contrast, solid colored text sections. A visual cuing device may also contain additional tools, such as a heart rate reference line, time reference line or baseline window to aid in analysis and interpreting ECG/EKG strips. A visual cuing device may also be adapted to display using a touch screen or other user interface. | 1. A device for identifying cardiac arrhythmias comprising: a plurality of pivotally attached panels having a width between 5 and 8 inches and a height between 3 and 6 inches; each of the pivotally attached panels attached by a reinforced plastic seam which alternates the direction in which each panel pivots to allow the device to be folded and stored, wherein each of the pivotally attached panels further include a front surface and a back surface, wherein each of the plurality of pivotally attached panels contain at least one visually identifiable graphically displayed EKG abnormality on at least one of the front surface and the back surface; and a baseline window located within one of the plurality of pivotally attached panels, the baseline window including a baseline marking extending across the window.
4289 | Method and apparatus to account for transponder tagged objects used during medical procedures | Medical procedure related objects (e.g., instruments, supplies) tagged with transponders may be accounted for in a medical procedure environment via a medical object accounting system using a number of antennas, and optional readers. A first set of antennas may be configured to interrogate sterile fields and/or non-sterile fields which do not encompass a body of a patient to account for the objects proximate a start and an end of a medical procedure. Sterile fields may encompass working surfaces of tables and stands, typically used by nurses. Readers (e.g., symbol, RFID) may be employed. A database may be maintained with information including a current status of each instrument or supply, for instance as checked in or checked out. On notification of a discrepancy, a handheld antenna and/or second set of antennas may interrogate a volume encompassing a body of a patient for retained instruments or supplies. The system may be automatically configured (e.g., loading appropriate software) on communicative coupling of a device (e.g., antenna, reader, peripheral device). | 1. A method of accounting for medical procedure objects, the method comprising: at least proximate a start of a medical procedure on a patient, automatically detecting each of a number of medical procedure objects for performing the medical procedure within at least one sterile field using at least one sterile field antenna that is carried by at least a portion of a surface proximate the at least one sterile field, fixed with respect to the at least one sterile field, and having a detection range coextensive with the at least one sterile field, and which at least one sterile field is at least proximate to the patient but which at least one sterile field does not encompass any portion of a body of the patient; each time one of the medical procedure objects is removed from the at least one sterile field, identifying the removed medical procedure object as checked out in a database; and each time the medical procedure object is returned to the at least one sterile field or to a non-sterile field, identifying the returned medical procedure object as checked-in in the database; automatically detecting a first medical procedure object of the number of medical procedure objects within the non-sterile field using at least one non-sterile field antenna that is carried proximate the non-sterile field and that has a detection range coextensive with the non-sterile field, wherein the non-sterile field does not encompass any portion of the body of the patient; after detecting the first medical procedure object within the non-sterile field, automatically detecting the first medical procedure object within the at least one sterile field using the at least one sterile field antenna; in response to detecting the first medical procedure object within the at least one sterile field after detecting the first medical procedure object within the non-sterile field, providing an indication that the first medical procedure object has been returned to the at least one sterile field after being present in the non-sterile field; and at least proximate an end of the medical procedure on the patient, automatically determining whether each of the number of medical procedure objects detected within the at least one sterile field at least proximate the start of the medical procedure are present in at least one of either the at least one sterile field or at least one non-sterile field, neither of which the at least one sterile field and the at least one non-sterile field encompass any portion of the body of the patient.
4290 | Flexible circuit assemblies | A flexible circuit assembly can include a base layer, a plurality of circuit traces and an insulative layer. The plurality of circuit traces can each be coupled to a pair of circuit pads, and the circuit traces can be formed on an upper side of the base layer. The insulative layer can be formed over the circuit traces to isolate the circuit traces from an external environment. The base layer, plurality of circuit traces and insulative layer can form a flexible circuit sheet. The base layer and the insulative layer can include material properties and a thickness configured to facilitate the flexible circuit sheet being flexible such that the flexible circuit sheet is adapted to conform to a non-planar surface of the medical device. | 1. A flexible circuit assembly for a navigated medical instrument, the flexible circuit assembly comprising: a base layer; a plurality of pads applied to the base layer, wherein the plurality of pads comprise first pads and second pads; a plurality of traces formed on a first side of the base layer and connecting the first pads to the second pads; a plurality of wires; and an insulative layer formed over the plurality of traces between the first pads and the second pads to isolate the circuit traces from an external environment, wherein the base layer and the insulative layer have material properties and a thickness, such that the base layer and the insulative layer are configured to facilitate flexing of the flexible circuit assembly to allow the flexible circuit assembly to conform to a non-planar surface of the navigated medical instrument, the base layer comprises an aperture, the aperture is adapted to provide access to a tracking device, the tracking device comprises a coil, a portion of the tracking device is disposed within the aperture, and the plurality of wires connect two of the second pads to the tracking device, wherein the plurality of wires are connected to (i) the two of the second pads outside of the aperture, and (ii) the tracking device within the aperture.
4291 | Flexible circuit sheet | A surgical instrument is disclosed having an elongated body portion having a proximal end and a distal end. The body portion is formed from a plastically deformable material such that the body portion can be bent between the proximal and distal ends from a first configuration to a second bent configuration and maintains the bent configuration. A flexible circuit having at least a pair of lead wires disposed around the body portion. The pair of lead wires are configured to conform to the bent configuration of the body portion such that they do not break during bending of the body portion. A tracking device adapted to cooperate with a navigation system to track the distal end of the instrument is coupled to the flexible circuit. | 1. A surgical instrument, comprising: an elongated body having a proximal end and a distal end; a tracking device disposed at the distal end; and a flexible circuit attached to the elongated body and extending from the proximal end to the distal end of the elongated body, wherein the flexible circuit is a first flexible circuit that has a sinusoidal periphery, the flexible circuit has a base layer, a first trace and a second trace, the first trace and the second trace are coupled to the tracking device, the first trace and the second trace extend from the proximal end to the distal end, a first portion of the first trace is on a first side of the base layer, a second portion of the first trace is on a second side of the base layer a first portion of the second trace is on the first side of the base layer, and a second portion of the second trace is on the second side of the base layer.
4292 | Error detection in critical repeating data in a wireless sensor system | Provided are methods, systems, and apparatus for error detection of bits of a data packet received at a receiver unit by detecting corrupted data bits. | 1. A method, comprising: generating, using a sensor control unit coupled to an analyte sensor in fluid contact with body fluid, a data packet including a current sensor data point, one or more prior sensor data points, and calibration data; communicating the data packet including the current sensor data point, the one or more prior sensor data points, and the calibration data to a receiver; and incrementing, at the sensor control unit, a predetermined value when the data packet is communicated to the receiver.
4293 | System, apparatus, and method for promoting usage of core muscles and other applications | Embodiments disclosed include a system and method for development of core muscles' support, comprising a means for identifying a user qualifying movement, a means for detecting a core muscle contraction in the identified qualifying movement, a means for discriminating between a core muscle contraction and no core muscle contraction in the identified qualifying movement; and a means to provide feedback to the user. | 1. A method for development of procedural memory for core muscles based support, comprising: providing a movement sensor and a contraction sensor that are in communication with a signal processor, wherein the movement sensor, the contraction sensor and the signal processor are components of a wearable device; detecting a movement of a body with the movement sensor; detecting a core contraction of the core muscles located in an abdominal area of the body with the contraction sensor; determining by the signal processor that the movement of the body is a qualifying movement that benefits from the core contraction; detecting by the signal processor, a timing relationship between the qualifying movement of the body and the core contraction of the core muscles; determining by the signal processor, that the qualifying movement is either a protected qualifying movement where the core contraction is detected by the contraction sensor during the qualifying movement detected by the movement sensor or an unprotected qualifying movement where the core contraction is not detected by the contraction sensor during the qualifying movement detected by the movement sensor; and providing an output device which provides immediate local feedback immediately upon at least one of the following: the core contraction, the protected qualifying movement detection or the unprotected qualifying movement, wherein the output device is part of the wearable device.
4294 | Wireless catheter with base wireless transceiver | A medical probe, including a flexible insertion tube having a distal end for insertion into a body cavity and including one or more sensors mounted in the distal end, and a handle coupled to a proximal end of the insertion tube. The medical probe also includes a cable having a proximal end and a distal end, which is coupled to the handle so as to receive signals conveyed through the insertion tube from the one or more sensors, and a base unit coupled to the proximal end of the cable. The base unit contains a power source, and a probe wireless transceiver coupled to receive the signals from the cable and to communicate over a wireless connection with a control console. | 1. A medical probe, comprising: a flexible insertion tube having a distal end for insertion into a body cavity and comprising one or more sensors mounted in the distal end; a handle coupled to a proximal end of the insertion tube; a cable having a proximal end and a distal end, which is coupled to the handle so as to receive signals conveyed through the insertion tube from the one or more magnetic field sensors; and a base unit coupled to the proximal end of the cable, and containing: a power source; a probe wireless transceiver coupled to receive the signals from the cable and to communicate over a wireless connection with a control console; and a spherical orb configured to house the base unit, and a socket configured to retain and allow a rotation of the spherical orb, wherein the power source is selected from a list comprising a battery, a power outlet and a wireless energy transfer system.
4295 | Serial communication protocol for medical device | An apparatus is disclosed. The apparatus includes a circuit configured to transmit a signal as a serial protocol over a pair of electrical conductors. The serial protocol is defined as a series of pulses distributed over at least one transmission frame. At least one pulse in the transmission frame is simultaneously encoded by modulating an amplitude of the pulse to represent one of two first logic states and modulating a width of the pulse to represent one of two second logic states. An instrument and a generator also are disclosed. | 1. An apparatus, comprising: a generator circuit configured to transmit a signal as a serial protocol over a first electrical conductor of a pair of electrical conductors coupled to a control circuit of a medical instrument, wherein the serial protocol is defined as a series of pulses distributed over at least one transmission frame, the series of pulses comprising at least one information pulse simultaneously encoded by modulating an amplitude of the at least one information pulse to represent an input state of the control circuit and modulating a width of the at least one information pulse to represent a desired output state of the control circuit, wherein the input state of the control circuit is representative of respective states of a plurality of switching devices electrically coupled to the control circuit, and wherein the generator circuit is further configured to read a short circuit applied to an end of the pair of electrical conductors coupled to the control circuit to initiate the at least one transmission frame and initiate a loop calibration by measuring an impedance of the loop for the at least one transmission frame.
4296 | External charger with adjustable alignment indicator | Electrical energy is transcutaneously transmitted at a plurality of different frequencies to an implanted medical device. The magnitude of the transmitted electrical energy respectively measured at the plurality of frequencies. One of the frequencies is selected based on the measured magnitude of the electrical energy (e.g., the frequency at which the measured magnitude of the electrical energy is the greatest). A depth level at which the medical device is implanted within the patient is determined based on the selected frequency. For example, the depth level may be determined to be relatively shallow if the selected frequency is relatively high, and relatively deep if the selected frequency is relative low. A charge strength threshold at which a charge strength indicator generates a user-discernible signal can then be set based on the determined depth level. | 1. A method of controlling the charging of a medical device implanted within a patient, comprising: transcutaneously transmitting electrical energy at a plurality of different frequencies to the implanted medical device; measuring the magnitude of the transmitted electrical energy respectively at the plurality of frequencies; selecting one of the frequencies based on the measured magnitude of the electrical energy; consulting data correlating frequencies with charge strength threshold values to select a charge strength threshold using the selected frequency; and setting a charge strength threshold at which a charge strength indicator generates a user-discernible signal to the selected charge strength threshold.
4297 | Leadless cardiac pacemaker triggered by conductive communication | A leadless cardiac pacemaker configured for implantation in electrical contact with a left ventricular cardiac chamber and configured for leadless triggered left-ventricular pacing for cardiac resynchronization therapy (CRT) in response to conducted signals from a pulse generator. | 1. A method for communicating information between first and second implantable medical devices implanted within a patient, the method comprising: generating a therapeutic electrical stimulation pulse using the first device, the stimulation pulse encoded with information to be communicated to the second device; delivering the encoded therapeutic stimulation pulse to patient tissue in a first heart chamber; detecting a far-field version of the therapeutic stimulation pulse within tissues of a second chamber of the patient'ss heart using the second device; and decoding the detected pulse using the second device to extract the encoded information.
4298 | Light source unit, optical conversion unit, light source apparatus and light source system for an endoscope | A light source unit includes a primary light source configured to emit primary light, and a connection portion provided on an optical path of the primary light and to and from which an optical conversion unit is attachable and removable, the optical conversion unit including an optical conversion element configured to convert optical properties of the primary light to generate secondary light. | 1. A light source unit for use with an endoscope, the light source unit comprising: a primary light source configured to emit primary light; and a first connector provided on an optical path of the primary light and to which each of a plurality of optical conversion units are attachable and removable, wherein each of the plurality of the optical conversion units include an optical conversion element having an optical conversion function to convert optical properties of the primary light to generate secondary light and each of the plurality of the optical conversion units further having a second connector configured to detachably engage the first connector to transmit the primary light to the optical conversion element; and an optical conversion unit is selected from the plurality of optical conversion units based on the optical conversion function desired for the secondary light.
4299 | Method and system for implementing alarms for medical device through mobile device | Provided are a method and system for implementing alarms for a medical device through a mobile device. The method includes: storing details of examination of a specimen (hereinafter, referred to as examination details) in the medical device, wherein the storing is performed by the medical device; accessing the medical device and establishing a connection with the medical device, wherein the accessing and the establishing of the connection is performed by the mobile device; reading the examination details stored in the medical device, wherein the reading is performed by the mobile device; analyzing the read examination details, wherein the analyzing is performed by the mobile device; and implementing an alarm if the result of analysis satisfies a predetermined criterion, wherein the implementing is performed by the mobile device. | 1. A method of implementing an alarm for a medical device through a mobile device, the method comprising: storing examination details of a specimen in the medical device; establishing a connection with the medical device, the establishing the connection being performed by the mobile device; reading the examination details stored in the medical device, the reading being performed by the mobile device; analyzing the read examination details and determining whether a result of the analyzing satisfies a predetermined criterion, the analyzing and the determining being performed by the mobile device; and outputting an alarm if the result of the analyzing satisfies the predetermined criterion, the outputting being performed by the mobile device.
4300 | Systems and methods for distributed adaptive simulator training | Simulation equipment can be integrated into courseware presented to a student using technology which, based on the native output of a system running the courseware, can generate control signals for the simulation equipment. Such signals could then be sent to the simulation equipment without requiring the designer of the courseware to create low level programming code to communicate directly with the simulation equipment itself. | 1. A machine comprising: a) a courseware platform for executing courseware and comprising a first processor, wherein: i) the courseware configures the courseware platform to perform functions comprising generating a native signal; ii) the courseware platform is communicatively coupled to a first translation unit; iii) the courseware platform is configured to communicate the native signal to the first translation unit; b) the first translation unit, wherein: i) the first translation unit comprises a second processor; ii) the first translation unit is communicatively coupled to a simulator; iii) the first translation unit is configured to create a control signal based on the native signal from the courseware platform; and iv) the first translation unit is configured to communicate the control signal to the simulator; c) the simulator, wherein: i) the simulator comprises a third processor and a memory; ii) the memory stores a plurality of scenarios; and iii) the simulator is configured to activate a scenario from the plurality of scenarios based on the control signal from the first translation unit; wherein: A) the simulator is configured to generate a feedback signal based on interaction with a peripheral while the scenario is active; B) the machine is configured to generate a native input signal based on the feedback signal; and C) the machine comprises a sending component separate from the courseware platform configured to communicate the native input signal to the courseware platform.
4301 | Power management of adaptive noise cancellation (ANC) in a personal audio device | A personal audio device, such as a wireless telephone, includes an adaptive noise canceling (ANC) circuit that adaptively generates an anti-noise signal from an output of a microphone that measures ambient audio. The anti-noise signal is combined with source audio to provide an output for a speaker. The anti-noise signal causes cancellation of ambient audio sounds that appear at the microphone. A processing circuit estimates a level of background noise from the microphone output and sets a power conservation mode of the personal audio device in response to detecting that the background noise level is lower than a predetermined threshold. | 1. A personal audio device, comprising: a personal audio device housing; a transducer mounted on the housing for reproducing an audio signal including both source audio for playback to a listener and an anti-noise signal for countering the effects of ambient audio sounds in an acoustic output of the transducer; at least one microphone mounted on the housing for providing at least one microphone signal indicative of the ambient audio sounds; and a processing circuit that generates the anti-noise signal using an adaptive filter to reduce the presence of the ambient audio sounds heard by the listener in conformity with the at least one microphone signal, and wherein the processing circuit further estimates a background noise level from the at least one microphone signal and sets a power conservation mode of the personal audio device in conformity with a magnitude of the estimated background noise level, wherein the processing circuit estimates the background noise level from a minimum value of noise sources within a time interval having a predetermined duration using a noise power measurement algorithm that measures the at least one microphone signal using a minima-tracking algorithm over the time interval to filter non-stationary noise sources and non-noise sources from the at least one microphone signal.
4302 | Method for manufacturing an ultrasonic transducer, biological sensor | A method for manufacturing an ultrasonic transducer includes: forming a piezoelectric element by laminating a lower electrode, a piezoelectric body, and an upper electrode on a first face of a support film; affixing a reinforcing substrate that covers the piezoelectric element to the first face of the support film; forming a photosensitive resin substrate to a second face of the support film that is on an opposite side from the first face; forming an opening in the resin substrate by irradiating the resin substrate with light; and removing the reinforcing substrate. | 1. A method for manufacturing an ultrasonic transducer comprising: forming a piezoelectric element by laminating a lower electrode, a piezoelectric body, and an upper electrode on a first face of a support film; affixing a reinforcing substrate that covers the piezoelectric element to the first face of the support film; forming a photosensitive resin substrate to a second face of the support film that is on an opposite side from the first face; forming an opening in the photosensitive resin substrate by irradiating the photosensitive resin substrate with light; and removing the reinforcing substrate.
4303 | Medical device with membrane keypad sealing element, and related manufacturing method | A device for delivering fluid to a user includes a housing, a drive motor assembly in the housing, other internal components in the housing, and a keypad external to the housing. The device includes a number of features and elements that enhance its operation, manufacturability, reliability, and user-friendliness. These features and elements include a shock absorbing element for a battery of the device, a keypad actuator layer that overlies a keypad assembly and forms a water resistant seal with the housing, and an offset element for a piezoelectric speaker that is located inside the housing. | 1. A medical device comprising: a housing having a front face, a keypad mounting cavity on the front face, and a sealing rim on the front face, the sealing rim surrounding the keypad mounting cavity; a membrane keypad assembly coupled to the housing and positioned inside the keypad mounting cavity, the membrane keypad assembly comprising a plurality of actuation components integrated therein; a sealing element comprising a perimeter area, the sealing element overlying the membrane keypad assembly such that the perimeter area extends beyond the membrane keypad assembly, and the perimeter area coupled to the sealing rim to form a fluid resistant seal with the housing; and a graphic keypad overlay removably adhered to the sealing element to be replaceable with a different graphic keypad overlay, the graphic keypad overlay comprising graphical representations corresponding to the actuation components.
4304 | Systems and methods for improving representation by an auditory prosthesis system of audio signals having intermediate sound levels | An exemplary system includes a detection facility configured to detect an input sound level of an audio signal presented to an auditory prosthesis patient; and an adaptive gain control (AGC) facility configured to 1) determine whether the detected input sound level is in a quiet region, an intermediate region, or a loud region, and 2) apply a gain to the audio signal in accordance with an AGC gain function that specifies the gain to be substantially equal to or less than a first gain threshold if the detected input sound level is in the quiet region, substantially equal to or less than a second gain threshold if the detected input sound level is in the loud region, and greater than the first and second gain thresholds if the detected input sound level is in the intermediate region. Corresponding systems and methods are also disclosed. | 1. A system comprising: a detection facility that detects an input sound level of an audio signal presented to an auditory prosthesis patient; and an adaptive gain control (&quot;AGC&quot;) facility communicatively coupled to the detection facility and that determines whether the detected input sound level is in a quiet region that includes input sound levels at or below a first input sound level boundary, an intermediate region that includes input sound levels above the first input sound level boundary and below a second input sound level boundary, or a loud region that includes input sound levels at or above the second input sound level boundary, and applies a gain to the audio signal in accordance with an AGC gain function that specifies the gain to be substantially equal to or less than a first gain threshold if the detected input sound level is in the quiet region, substantially equal to or less than a second gain threshold if the detected input sound level is in the loud region, and greater than the first and second gain thresholds if the detected input sound level is in the intermediate region.
4305 | Backhaul link assisted indoor spectrum use enforcement solution for MBAN services | A medical system includes one or more MBAN devices which acquire and communicate patient data. One or more medical body area network (MBAN) systems include the one or more MBAN devices communicating the patient data with a hub device via short-range wireless communication. The communication of the patient data via the short-range wireless communication being within a predefined spectrum. The hub device receives patient data communicated from the one or more MBAN devices, communicates with a central monitoring station via a longer range communication and one or more access points (AP), and determines the location of the MBAN system in reference to a healthcare facility. The one or more MBAN devices are inhibited from transmitting within the predefined spectrum when the MBAN hub device is located outside the healthcare facility. | 1. A medical system comprising: one or more medical body area network (MBAN) devices which acquire and communicate patient data; one or more MBAN systems, each MBAN system including: the one or more MBAN devices communicating the patient data with a hub device via short-range wireless communication, the communication of the patient data via the short-range wireless communication being within a predefined spectrum; the hub device which receives patient data communicated from the one or more MBAN devices, communicates with a central monitoring station via a longer range communication and one or more access points (AP), and determines the location of the MBAN system in reference to a healthcare facility; wherein signal strength of the AP is used to determine in-facility status of the MBAN system; wherein the one or more MEAN devices are inhibited from transmitting within the predefined spectrum when the MBAN hub device is located outside the healthcare facility; and wherein: in response to the hub device being connected to an Entrance AP, the in-facility status is either set to Indoor if the AP signal strength is greater than or equal to a predefined threshold or set to Outdoor if the AP signal strength is less than the predefined threshold; and in response to the hub device being connected to an Exterior AP, the in-facility status is either set to Indoor if the AP signal strength is greater than or equal to a predefined threshold or keeps unchanged if the AP signal strength is less than the predefined threshold.